## Disclaimer
Important notice
AusEnergy Services Limited (ASL) publishes the 2025 Infrastructure Investment Objectives report (IIO report) pursuant to its functions as the Consumer Trustee under section 45 of the Electricity Infrastructure Investment Act 2020 (NSW). The contents of this document are for information purposes only and are not intended to provide any profesional advice and should not be relied upon as a substitute for obtaining advice. This document may include inputs and assumptions that are not necessarily current as at the date of publication. Whilst ASL has taken care in the preparation of the information contained or referred to in this document, it cannot guarantee its accuracy or completeness. Accordingly, to the maximum extent permitted by law, ASL and its officers, employees and consultants involved in the preparation of this document: • do not give any warranty or make any representation, express or implied, as to the completeness, accuracy, adequacy or correctness of the information contained or referred to in this document; and • expressly disclaim any and all liability relating to or resulting from: the use of, or reliance on, such information by any person; or the exercise of any discretion, or the making of any decision, by ASL as the Consumer Trustee in relation to the information contained or referred to in this document. Copyright © 2025 AusEnergy Services Limited. The material in this publication may be used in accordance with the copyright permissions on ASL's’ website.

## Version history
2025 Infrastructure Invesment Objectives report: VRE lulls data
Please note that the data format may need to be adjusted in order to view the data to the level of fidelity required. For example, you may need to format the cell to a more appropriate number of decimal places in some cases as desired.
Version history
Version number | Description
v1.0 | Initial release in line with 2025 IIO report

## VRE lulls data
Data for VRE lulls selected from climate projections
Description of the data This workbook contains data on the VRE lulls projected as part of the 2025 IIO report. The intent of publishing this data is to provide greater information on the characteristics of the VRE lull projections and to support stakeholders' own VRE lull analysis. The VRE lull projections are based off the BARPA-R regional climate model, calibrated to the BARRA-C2 historical reanalysis dataset. Please refer to the 2025 IIO report for more information on this dataset, including its limitations and uncertainties. The data represents the expected output of VRE across the lull period only. There are 15 VRE lulls contained in this dataset, each of which are a NEM-wide compound wind-solar VRE lull. The definition of a VRE lull is a mult-day event whereby the 3-day rolling mean of wind and solar output across the NEM is sustained below the fifth percentile based on recently observed history from 2000 to 2023. There are three different forecast years (2025-26, 2029-30 and 2034-35) and five different severities reflected by average return interval (1-in-2-year, 5-year, 10-year, 20-year and 50-year events). The VRE lull duration increases with the higher lull severity. The month during which the VRE lull occurred in the projection has been provided to give an indication of seasonal factors. The 'REZ' level capacity factor data provides wind and solar output across the NEM, independent of a capacity expansion plan. The 'Combined' technology grouping applies a weighted average across wind and solar. The 'Region' and 'NEM' aggregation applies a weighted average across REZs in a region and across the NEM. These weighted averages are based on the capacity expansion plan of the 2025 IIO report Supply Chain Constrained scenario. The capacity factors of wind and solar projects for each REZ should be re-weighted with an updated capacity expansion plan. Data is only provided for REZs which have nonzero capacity expansion in the 2025 IIO report Supply Chain Constrained scenario.
Financial year | Average return interval | Duration (days) | Month of the year | Technology | Aggregation | Area | Capacity factor
2025-26 | 1-in-2-year | 5 | 6 | Combined | NEM | NEM | 15.42%
2025-26 | 1-in-5-year | 7 | 5 | Combined | NEM | NEM | 15.81%
2025-26 | 1-in-10-year | 9 | 5 | Combined | NEM | NEM | 15.64%
2025-26 | 1-in-20-year | 10 | 6 | Combined | NEM | NEM | 13.21%
2025-26 | 1-in-50-year | 12 | 6 | Combined | NEM | NEM | 15.3%
2029-30 | 1-in-2-year | 4 | 9 | Combined | NEM | NEM | 16.05%
2029-30 | 1-in-5-year | 6 | 4 | Combined | NEM | NEM | 16.53%
2029-30 | 1-in-10-year | 7 | 6 | Combined | NEM | NEM | 16.2%
2029-30 | 1-in-20-year | 8 | 5 | Combined | NEM | NEM | 16.03%
2029-30 | 1-in-50-year | 10 | 8 | Combined | NEM | NEM | 17.57%
2034-35 | 1-in-2-year | 4 | 5 | Combined | NEM | NEM | 17.27%
2034-35 | 1-in-5-year | 5 | 6 | Combined | NEM | NEM | 14.76%
2034-35 | 1-in-10-year | 6 | 8 | Combined | NEM | NEM | 14.43%
2034-35 | 1-in-20-year | 7 | 6 | Combined | NEM | NEM | 14.25%
2034-35 | 1-in-50-year | 9 | 4 | Combined | NEM | NEM | 16.29%
2025-26 | 1-in-2-year | 5 | 6 | Wind | NEM | NEM | 16.22%
2025-26 | 1-in-5-year | 7 | 5 | Wind | NEM | NEM | 19.06%
2025-26 | 1-in-10-year | 9 | 5 | Wind | NEM | NEM | 12.3%
2025-26 | 1-in-20-year | 10 | 6 | Wind | NEM | NEM | 13.27%
2025-26 | 1-in-50-year | 12 | 6 | Wind | NEM | NEM | 17.44%
2029-30 | 1-in-2-year | 4 | 9 | Wind | NEM | NEM | 13.05%
2029-30 | 1-in-5-year | 6 | 4 | Wind | NEM | NEM | 14.72%
2029-30 | 1-in-10-year | 7 | 6 | Wind | NEM | NEM | 17.49%
2029-30 | 1-in-20-year | 8 | 5 | Wind | NEM | NEM | 15.65%
2029-30 | 1-in-50-year | 10 | 8 | Wind | NEM | NEM | 18.61%
2034-35 | 1-in-2-year | 4 | 5 | Wind | NEM | NEM | 18.93%
2034-35 | 1-in-5-year | 5 | 6 | Wind | NEM | NEM | 14.1%
2034-35 | 1-in-10-year | 6 | 8 | Wind | NEM | NEM | 13.59%
2034-35 | 1-in-20-year | 7 | 6 | Wind | NEM | NEM | 14.88%
2034-35 | 1-in-50-year | 9 | 4 | Wind | NEM | NEM | 16.5%
2025-26 | 1-in-2-year | 5 | 6 | Solar | NEM | NEM | 14.44%
2025-26 | 1-in-5-year | 7 | 5 | Solar | NEM | NEM | 11.81%
2025-26 | 1-in-10-year | 9 | 5 | Solar | NEM | NEM | 19.77%
2025-26 | 1-in-20-year | 10 | 6 | Solar | NEM | NEM | 13.14%
2025-26 | 1-in-50-year | 12 | 6 | Solar | NEM | NEM | 12.65%
2029-30 | 1-in-2-year | 4 | 9 | Solar | NEM | NEM | 21.6%
2029-30 | 1-in-5-year | 6 | 4 | Solar | NEM | NEM | 19.9%
2029-30 | 1-in-10-year | 7 | 6 | Solar | NEM | NEM | 13.81%
2029-30 | 1-in-20-year | 8 | 5 | Solar | NEM | NEM | 16.74%
2029-30 | 1-in-50-year | 10 | 8 | Solar | NEM | NEM | 15.64%
2034-35 | 1-in-2-year | 4 | 5 | Solar | NEM | NEM | 13.82%
2034-35 | 1-in-5-year | 5 | 6 | Solar | NEM | NEM | 16.12%
2034-35 | 1-in-10-year | 6 | 8 | Solar | NEM | NEM | 16.17%
2034-35 | 1-in-20-year | 7 | 6 | Solar | NEM | NEM | 12.96%
2034-35 | 1-in-50-year | 9 | 4 | Solar | NEM | NEM | 15.85%
2025-26 | 1-in-2-year | 5 | 6 | Wind | Region | NSW | 17.88%
2029-30 | 1-in-2-year | 4 | 9 | Wind | Region | NSW | 9.717%
2034-35 | 1-in-2-year | 4 | 5 | Wind | Region | NSW | 20.37%
2025-26 | 1-in-5-year | 7 | 5 | Wind | Region | NSW | 19.72%
2029-30 | 1-in-5-year | 6 | 4 | Wind | Region | NSW | 11.96%
2034-35 | 1-in-5-year | 5 | 6 | Wind | Region | NSW | 9.936%
2025-26 | 1-in-10-year | 9 | 5 | Wind | Region | NSW | 9.572%
2029-30 | 1-in-10-year | 7 | 6 | Wind | Region | NSW | 10.78%
2034-35 | 1-in-10-year | 6 | 8 | Wind | Region | NSW | 9.333%
2025-26 | 1-in-20-year | 10 | 6 | Wind | Region | NSW | 14.95%
2029-30 | 1-in-20-year | 8 | 5 | Wind | Region | NSW | 16.86%
2034-35 | 1-in-20-year | 7 | 6 | Wind | Region | NSW | 10.27%
2025-26 | 1-in-50-year | 12 | 6 | Wind | Region | NSW | 17.59%
2029-30 | 1-in-50-year | 10 | 8 | Wind | Region | NSW | 12.86%
2034-35 | 1-in-50-year | 9 | 4 | Wind | Region | NSW | 13.89%
2025-26 | 1-in-2-year | 5 | 6 | Wind | Region | QLD | 24.92%
2029-30 | 1-in-2-year | 4 | 9 | Wind | Region | QLD | 28.15%
2034-35 | 1-in-2-year | 4 | 5 | Wind | Region | QLD | 25.72%
2025-26 | 1-in-5-year | 7 | 5 | Wind | Region | QLD | 44.87%
2029-30 | 1-in-5-year | 6 | 4 | Wind | Region | QLD | 21.28%
2034-35 | 1-in-5-year | 5 | 6 | Wind | Region | QLD | 22.24%
2025-26 | 1-in-10-year | 9 | 5 | Wind | Region | QLD | 17.93%
2029-30 | 1-in-10-year | 7 | 6 | Wind | Region | QLD | 32.53%
2034-35 | 1-in-10-year | 6 | 8 | Wind | Region | QLD | 16.93%
2025-26 | 1-in-20-year | 10 | 6 | Wind | Region | QLD | 15.48%
2029-30 | 1-in-20-year | 8 | 5 | Wind | Region | QLD | 16.86%
2034-35 | 1-in-20-year | 7 | 6 | Wind | Region | QLD | 21.57%
2025-26 | 1-in-50-year | 12 | 6 | Wind | Region | QLD | 26.55%
2029-30 | 1-in-50-year | 10 | 8 | Wind | Region | QLD | 32.46%
2034-35 | 1-in-50-year | 9 | 4 | Wind | Region | QLD | 21.39%
2025-26 | 1-in-2-year | 5 | 6 | Wind | Region | SA | 8.041%
2029-30 | 1-in-2-year | 4 | 9 | Wind | Region | SA | 7.074%
2034-35 | 1-in-2-year | 4 | 5 | Wind | Region | SA | 5.907%
2025-26 | 1-in-5-year | 7 | 5 | Wind | Region | SA | 12.09%
2029-30 | 1-in-5-year | 6 | 4 | Wind | Region | SA | 7.994%
2034-35 | 1-in-5-year | 5 | 6 | Wind | Region | SA | 11.11%
2025-26 | 1-in-10-year | 9 | 5 | Wind | Region | SA | 15.43%
2029-30 | 1-in-10-year | 7 | 6 | Wind | Region | SA | 7.981%
2034-35 | 1-in-10-year | 6 | 8 | Wind | Region | SA | 10.07%
2025-26 | 1-in-20-year | 10 | 6 | Wind | Region | SA | 13.04%
2029-30 | 1-in-20-year | 8 | 5 | Wind | Region | SA | 15.86%
2034-35 | 1-in-20-year | 7 | 6 | Wind | Region | SA | 4.182%
2025-26 | 1-in-50-year | 12 | 6 | Wind | Region | SA | 13.17%
2029-30 | 1-in-50-year | 10 | 8 | Wind | Region | SA | 17.55%
2034-35 | 1-in-50-year | 9 | 4 | Wind | Region | SA | 18.98%
2025-26 | 1-in-2-year | 5 | 6 | Wind | Region | TAS | 21.22%
2029-30 | 1-in-2-year | 4 | 9 | Wind | Region | TAS | 8.418%
2034-35 | 1-in-2-year | 4 | 5 | Wind | Region | TAS | 19.19%
2025-26 | 1-in-5-year | 7 | 5 | Wind | Region | TAS | 13.69%
2029-30 | 1-in-5-year | 6 | 4 | Wind | Region | TAS | 15.18%
2034-35 | 1-in-5-year | 5 | 6 | Wind | Region | TAS | 14.18%
2025-26 | 1-in-10-year | 9 | 5 | Wind | Region | TAS | 14.34%
2029-30 | 1-in-10-year | 7 | 6 | Wind | Region | TAS | 17.66%
2034-35 | 1-in-10-year | 6 | 8 | Wind | Region | TAS | 17.54%
2025-26 | 1-in-20-year | 10 | 6 | Wind | Region | TAS | 22.44%
2029-30 | 1-in-20-year | 8 | 5 | Wind | Region | TAS | 13.12%
2034-35 | 1-in-20-year | 7 | 6 | Wind | Region | TAS | 19.33%
2025-26 | 1-in-50-year | 12 | 6 | Wind | Region | TAS | 28.24%
2029-30 | 1-in-50-year | 10 | 8 | Wind | Region | TAS | 14.64%
2034-35 | 1-in-50-year | 9 | 4 | Wind | Region | TAS | 15.19%
2025-26 | 1-in-2-year | 5 | 6 | Wind | Region | VIC | 14.82%
2029-30 | 1-in-2-year | 4 | 9 | Wind | Region | VIC | 7.603%
2034-35 | 1-in-2-year | 4 | 5 | Wind | Region | VIC | 8.234%
2025-26 | 1-in-5-year | 7 | 5 | Wind | Region | VIC | 10.37%
2029-30 | 1-in-5-year | 6 | 4 | Wind | Region | VIC | 15.07%
2034-35 | 1-in-5-year | 5 | 6 | Wind | Region | VIC | 11.65%
2025-26 | 1-in-10-year | 9 | 5 | Wind | Region | VIC | 9.231%
2029-30 | 1-in-10-year | 7 | 6 | Wind | Region | VIC | 11.48%
2034-35 | 1-in-10-year | 6 | 8 | Wind | Region | VIC | 14.02%
2025-26 | 1-in-20-year | 10 | 6 | Wind | Region | VIC | 10.53%
2029-30 | 1-in-20-year | 8 | 5 | Wind | Region | VIC | 13.38%
2034-35 | 1-in-20-year | 7 | 6 | Wind | Region | VIC | 13.15%
2025-26 | 1-in-50-year | 12 | 6 | Wind | Region | VIC | 13.62%
2029-30 | 1-in-50-year | 10 | 8 | Wind | Region | VIC | 12.67%
2034-35 | 1-in-50-year | 9 | 4 | Wind | Region | VIC | 14.11%
2025-26 | 1-in-2-year | 5 | 6 | Solar | Region | NSW | 11.01%
2029-30 | 1-in-2-year | 4 | 9 | Solar | Region | NSW | 22.29%
2034-35 | 1-in-2-year | 4 | 5 | Solar | Region | NSW | 15.26%
2025-26 | 1-in-5-year | 7 | 5 | Solar | Region | NSW | 12.57%
2029-30 | 1-in-5-year | 6 | 4 | Solar | Region | NSW | 18.35%
2034-35 | 1-in-5-year | 5 | 6 | Solar | Region | NSW | 17.69%
2025-26 | 1-in-10-year | 9 | 5 | Solar | Region | NSW | 19.52%
2029-30 | 1-in-10-year | 7 | 6 | Solar | Region | NSW | 13.01%
2034-35 | 1-in-10-year | 6 | 8 | Solar | Region | NSW | 16.87%
2025-26 | 1-in-20-year | 10 | 6 | Solar | Region | NSW | 11.82%
2029-30 | 1-in-20-year | 8 | 5 | Solar | Region | NSW | 15.54%
2034-35 | 1-in-20-year | 7 | 6 | Solar | Region | NSW | 12.53%
2025-26 | 1-in-50-year | 12 | 6 | Solar | Region | NSW | 13.01%
2029-30 | 1-in-50-year | 10 | 8 | Solar | Region | NSW | 15.07%
2034-35 | 1-in-50-year | 9 | 4 | Solar | Region | NSW | 13.78%
2025-26 | 1-in-2-year | 5 | 6 | Solar | Region | QLD | 23.49%
2029-30 | 1-in-2-year | 4 | 9 | Solar | Region | QLD | 21.62%
2034-35 | 1-in-2-year | 4 | 5 | Solar | Region | QLD | 10.5%
2025-26 | 1-in-5-year | 7 | 5 | Solar | Region | QLD | 10.28%
2029-30 | 1-in-5-year | 6 | 4 | Solar | Region | QLD | 22.61%
2034-35 | 1-in-5-year | 5 | 6 | Solar | Region | QLD | 13.79%
2025-26 | 1-in-10-year | 9 | 5 | Solar | Region | QLD | 22.12%
2029-30 | 1-in-10-year | 7 | 6 | Solar | Region | QLD | 19.3%
2034-35 | 1-in-10-year | 6 | 8 | Solar | Region | QLD | 15.24%
2025-26 | 1-in-20-year | 10 | 6 | Solar | Region | QLD | 15.72%
2029-30 | 1-in-20-year | 8 | 5 | Solar | Region | QLD | 21.3%
2034-35 | 1-in-20-year | 7 | 6 | Solar | Region | QLD | 13.76%
2025-26 | 1-in-50-year | 12 | 6 | Solar | Region | QLD | 11.1%
2029-30 | 1-in-50-year | 10 | 8 | Solar | Region | QLD | 18.97%
2034-35 | 1-in-50-year | 9 | 4 | Solar | Region | QLD | 18.66%
2025-26 | 1-in-2-year | 5 | 6 | Solar | Region | SA | 10.09%
2029-30 | 1-in-2-year | 4 | 9 | Solar | Region | SA | 19.73%
2034-35 | 1-in-2-year | 4 | 5 | Solar | Region | SA | 17.32%
2025-26 | 1-in-5-year | 7 | 5 | Solar | Region | SA | 11.51%
2029-30 | 1-in-5-year | 6 | 4 | Solar | Region | SA | 18.72%
2034-35 | 1-in-5-year | 5 | 6 | Solar | Region | SA | 17.29%
2025-26 | 1-in-10-year | 9 | 5 | Solar | Region | SA | 17.83%
2029-30 | 1-in-10-year | 7 | 6 | Solar | Region | SA | 6.485%
2034-35 | 1-in-10-year | 6 | 8 | Solar | Region | SA | 16.72%
2025-26 | 1-in-20-year | 10 | 6 | Solar | Region | SA | 13.47%
2029-30 | 1-in-20-year | 8 | 5 | Solar | Region | SA | 13.82%
2034-35 | 1-in-20-year | 7 | 6 | Solar | Region | SA | 11.65%
2025-26 | 1-in-50-year | 12 | 6 | Solar | Region | SA | 13.47%
2029-30 | 1-in-50-year | 10 | 8 | Solar | Region | SA | 11.76%
2034-35 | 1-in-50-year | 9 | 4 | Solar | Region | SA | 13.95%
2025-26 | 1-in-2-year | 5 | 6 | Solar | Region | TAS | 0%
2029-30 | 1-in-2-year | 4 | 9 | Solar | Region | TAS | 0%
2034-35 | 1-in-2-year | 4 | 5 | Solar | Region | TAS | 0%
2025-26 | 1-in-5-year | 7 | 5 | Solar | Region | TAS | 0%
2029-30 | 1-in-5-year | 6 | 4 | Solar | Region | TAS | 0%
2034-35 | 1-in-5-year | 5 | 6 | Solar | Region | TAS | 0%
2025-26 | 1-in-10-year | 9 | 5 | Solar | Region | TAS | 0%
2029-30 | 1-in-10-year | 7 | 6 | Solar | Region | TAS | 0%
2034-35 | 1-in-10-year | 6 | 8 | Solar | Region | TAS | 0%
2025-26 | 1-in-20-year | 10 | 6 | Solar | Region | TAS | 0%
2029-30 | 1-in-20-year | 8 | 5 | Solar | Region | TAS | 0%
2034-35 | 1-in-20-year | 7 | 6 | Solar | Region | TAS | 0%
2025-26 | 1-in-50-year | 12 | 6 | Solar | Region | TAS | 0%
2029-30 | 1-in-50-year | 10 | 8 | Solar | Region | TAS | 0%
2034-35 | 1-in-50-year | 9 | 4 | Solar | Region | TAS | 0%
2025-26 | 1-in-2-year | 5 | 6 | Solar | Region | VIC | 10.23%
2029-30 | 1-in-2-year | 4 | 9 | Solar | Region | VIC | 20.45%
2034-35 | 1-in-2-year | 4 | 5 | Solar | Region | VIC | 17.17%
2025-26 | 1-in-5-year | 7 | 5 | Solar | Region | VIC | 13.05%
2029-30 | 1-in-5-year | 6 | 4 | Solar | Region | VIC | 21%
2034-35 | 1-in-5-year | 5 | 6 | Solar | Region | VIC | 17.06%
2025-26 | 1-in-10-year | 9 | 5 | Solar | Region | VIC | 15.51%
2029-30 | 1-in-10-year | 7 | 6 | Solar | Region | VIC | 9.509%
2034-35 | 1-in-10-year | 6 | 8 | Solar | Region | VIC | 15.84%
2025-26 | 1-in-20-year | 10 | 6 | Solar | Region | VIC | 11.59%
2029-30 | 1-in-20-year | 8 | 5 | Solar | Region | VIC | 10.56%
2034-35 | 1-in-20-year | 7 | 6 | Solar | Region | VIC | 13.74%
2025-26 | 1-in-50-year | 12 | 6 | Solar | Region | VIC | 14.98%
2029-30 | 1-in-50-year | 10 | 8 | Solar | Region | VIC | 12.47%
2034-35 | 1-in-50-year | 9 | 4 | Solar | Region | VIC | 17.14%
2025-26 | 1-in-2-year | 5 | 6 | Combined | Region | NSW | 13.34%
2029-30 | 1-in-2-year | 4 | 9 | Combined | Region | NSW | 15.44%
2034-35 | 1-in-2-year | 4 | 5 | Combined | Region | NSW | 18.49%
2025-26 | 1-in-5-year | 7 | 5 | Combined | Region | NSW | 15%
2029-30 | 1-in-5-year | 6 | 4 | Combined | Region | NSW | 14.87%
2034-35 | 1-in-5-year | 5 | 6 | Combined | Region | NSW | 12.79%
2025-26 | 1-in-10-year | 9 | 5 | Combined | Region | NSW | 16.14%
2029-30 | 1-in-10-year | 7 | 6 | Combined | Region | NSW | 11.8%
2034-35 | 1-in-10-year | 6 | 8 | Combined | Region | NSW | 12.11%
2025-26 | 1-in-20-year | 10 | 6 | Combined | Region | NSW | 12.89%
2029-30 | 1-in-20-year | 8 | 5 | Combined | Region | NSW | 16.26%
2034-35 | 1-in-20-year | 7 | 6 | Combined | Region | NSW | 11.1%
2025-26 | 1-in-50-year | 12 | 6 | Combined | Region | NSW | 14.56%
2029-30 | 1-in-50-year | 10 | 8 | Combined | Region | NSW | 13.87%
2034-35 | 1-in-50-year | 9 | 4 | Combined | Region | NSW | 13.85%
2025-26 | 1-in-2-year | 5 | 6 | Combined | Region | QLD | 24.11%
2029-30 | 1-in-2-year | 4 | 9 | Combined | Region | QLD | 25.49%
2034-35 | 1-in-2-year | 4 | 5 | Combined | Region | QLD | 19.75%
2025-26 | 1-in-5-year | 7 | 5 | Combined | Region | QLD | 25.32%
2029-30 | 1-in-5-year | 6 | 4 | Combined | Region | QLD | 21.82%
2034-35 | 1-in-5-year | 5 | 6 | Combined | Region | QLD | 18.92%
2025-26 | 1-in-10-year | 9 | 5 | Combined | Region | QLD | 20.3%
2029-30 | 1-in-10-year | 7 | 6 | Combined | Region | QLD | 27.13%
2034-35 | 1-in-10-year | 6 | 8 | Combined | Region | QLD | 16.27%
2025-26 | 1-in-20-year | 10 | 6 | Combined | Region | QLD | 15.62%
2029-30 | 1-in-20-year | 8 | 5 | Combined | Region | QLD | 18.67%
2034-35 | 1-in-20-year | 7 | 6 | Combined | Region | QLD | 18.5%
2025-26 | 1-in-50-year | 12 | 6 | Combined | Region | QLD | 17.82%
2029-30 | 1-in-50-year | 10 | 8 | Combined | Region | QLD | 26.96%
2034-35 | 1-in-50-year | 9 | 4 | Combined | Region | QLD | 20.32%
2025-26 | 1-in-2-year | 5 | 6 | Combined | Region | SA | 13.81%
2029-30 | 1-in-2-year | 4 | 9 | Combined | Region | SA | 10.23%
2034-35 | 1-in-2-year | 4 | 5 | Combined | Region | SA | 10.08%
2025-26 | 1-in-5-year | 7 | 5 | Combined | Region | SA | 10.61%
2029-30 | 1-in-5-year | 6 | 4 | Combined | Region | SA | 15.87%
2034-35 | 1-in-5-year | 5 | 6 | Combined | Region | SA | 12.8%
2025-26 | 1-in-10-year | 9 | 5 | Combined | Region | SA | 11.06%
2029-30 | 1-in-10-year | 7 | 6 | Combined | Region | SA | 10.4%
2034-35 | 1-in-10-year | 6 | 8 | Combined | Region | SA | 14.57%
2025-26 | 1-in-20-year | 10 | 6 | Combined | Region | SA | 11.15%
2029-30 | 1-in-20-year | 8 | 5 | Combined | Region | SA | 13.48%
2034-35 | 1-in-20-year | 7 | 6 | Combined | Region | SA | 12.85%
2025-26 | 1-in-50-year | 12 | 6 | Combined | Region | SA | 13.59%
2029-30 | 1-in-50-year | 10 | 8 | Combined | Region | SA | 12.47%
2034-35 | 1-in-50-year | 9 | 4 | Combined | Region | SA | 14.08%
2025-26 | 1-in-2-year | 5 | 6 | Combined | Region | TAS | 21.22%
2029-30 | 1-in-2-year | 4 | 9 | Combined | Region | TAS | 8.418%
2034-35 | 1-in-2-year | 4 | 5 | Combined | Region | TAS | 19.19%
2025-26 | 1-in-5-year | 7 | 5 | Combined | Region | TAS | 13.69%
2029-30 | 1-in-5-year | 6 | 4 | Combined | Region | TAS | 15.18%
2034-35 | 1-in-5-year | 5 | 6 | Combined | Region | TAS | 14.18%
2025-26 | 1-in-10-year | 9 | 5 | Combined | Region | TAS | 14.34%
2029-30 | 1-in-10-year | 7 | 6 | Combined | Region | TAS | 17.66%
2034-35 | 1-in-10-year | 6 | 8 | Combined | Region | TAS | 17.54%
2025-26 | 1-in-20-year | 10 | 6 | Combined | Region | TAS | 22.44%
2029-30 | 1-in-20-year | 8 | 5 | Combined | Region | TAS | 13.12%
2034-35 | 1-in-20-year | 7 | 6 | Combined | Region | TAS | 19.33%
2025-26 | 1-in-50-year | 12 | 6 | Combined | Region | TAS | 28.24%
2029-30 | 1-in-50-year | 10 | 8 | Combined | Region | TAS | 14.64%
2034-35 | 1-in-50-year | 9 | 4 | Combined | Region | TAS | 15.19%
2025-26 | 1-in-2-year | 5 | 6 | Combined | Region | VIC | 8.549%
2029-30 | 1-in-2-year | 4 | 9 | Combined | Region | VIC | 10.55%
2034-35 | 1-in-2-year | 4 | 5 | Combined | Region | VIC | 8.97%
2025-26 | 1-in-5-year | 7 | 5 | Combined | Region | VIC | 12.32%
2029-30 | 1-in-5-year | 6 | 4 | Combined | Region | VIC | 11.38%
2034-35 | 1-in-5-year | 5 | 6 | Combined | Region | VIC | 12.73%
2025-26 | 1-in-10-year | 9 | 5 | Combined | Region | VIC | 15.45%
2029-30 | 1-in-10-year | 7 | 6 | Combined | Region | VIC | 8.379%
2034-35 | 1-in-10-year | 6 | 8 | Combined | Region | VIC | 11.64%
2025-26 | 1-in-20-year | 10 | 6 | Combined | Region | VIC | 12.7%
2029-30 | 1-in-20-year | 8 | 5 | Combined | Region | VIC | 14.48%
2034-35 | 1-in-20-year | 7 | 6 | Combined | Region | VIC | 6.782%
2025-26 | 1-in-50-year | 12 | 6 | Combined | Region | VIC | 13.59%
2029-30 | 1-in-50-year | 10 | 8 | Combined | Region | VIC | 16.23%
2034-35 | 1-in-50-year | 9 | 4 | Combined | Region | VIC | 18.48%
2025-26 | 1-in-2-year | 5 | 6 | Wind | REZ | N10_Hunter Coast | 40.49%
2029-30 | 1-in-2-year | 4 | 9 | Wind | REZ | N10_Hunter Coast | 25.08%
2034-35 | 1-in-2-year | 4 | 5 | Wind | REZ | N10_Hunter Coast | 26.25%
2025-26 | 1-in-5-year | 7 | 5 | Wind | REZ | N10_Hunter Coast | 10.19%
2029-30 | 1-in-5-year | 6 | 4 | Wind | REZ | N10_Hunter Coast | 11%
2034-35 | 1-in-5-year | 5 | 6 | Wind | REZ | N10_Hunter Coast | 8.738%
2025-26 | 1-in-10-year | 9 | 5 | Wind | REZ | N10_Hunter Coast | 16.64%
2029-30 | 1-in-10-year | 7 | 6 | Wind | REZ | N10_Hunter Coast | 13.34%
2034-35 | 1-in-10-year | 6 | 8 | Wind | REZ | N10_Hunter Coast | 8.379%
2025-26 | 1-in-20-year | 10 | 6 | Wind | REZ | N10_Hunter Coast | 21.12%
2029-30 | 1-in-20-year | 8 | 5 | Wind | REZ | N10_Hunter Coast | 46.34%
2034-35 | 1-in-20-year | 7 | 6 | Wind | REZ | N10_Hunter Coast | 22.33%
2025-26 | 1-in-50-year | 12 | 6 | Wind | REZ | N10_Hunter Coast | 29.24%
2029-30 | 1-in-50-year | 10 | 8 | Wind | REZ | N10_Hunter Coast | 31.66%
2034-35 | 1-in-50-year | 9 | 4 | Wind | REZ | N10_Hunter Coast | 9.675%
2025-26 | 1-in-2-year | 5 | 6 | Wind | REZ | N11_Illawarra Coast | 32.65%
2029-30 | 1-in-2-year | 4 | 9 | Wind | REZ | N11_Illawarra Coast | 25.39%
2034-35 | 1-in-2-year | 4 | 5 | Wind | REZ | N11_Illawarra Coast | 14.3%
2025-26 | 1-in-5-year | 7 | 5 | Wind | REZ | N11_Illawarra Coast | 11.45%
2029-30 | 1-in-5-year | 6 | 4 | Wind | REZ | N11_Illawarra Coast | 13.36%
2034-35 | 1-in-5-year | 5 | 6 | Wind | REZ | N11_Illawarra Coast | 15.73%
2025-26 | 1-in-10-year | 9 | 5 | Wind | REZ | N11_Illawarra Coast | 16.99%
2029-30 | 1-in-10-year | 7 | 6 | Wind | REZ | N11_Illawarra Coast | 16.81%
2034-35 | 1-in-10-year | 6 | 8 | Wind | REZ | N11_Illawarra Coast | 11.02%
2025-26 | 1-in-20-year | 10 | 6 | Wind | REZ | N11_Illawarra Coast | 22.4%
2029-30 | 1-in-20-year | 8 | 5 | Wind | REZ | N11_Illawarra Coast | 47.39%
2034-35 | 1-in-20-year | 7 | 6 | Wind | REZ | N11_Illawarra Coast | 28.12%
2025-26 | 1-in-50-year | 12 | 6 | Wind | REZ | N11_Illawarra Coast | 14.89%
2029-30 | 1-in-50-year | 10 | 8 | Wind | REZ | N11_Illawarra Coast | 26.3%
2034-35 | 1-in-50-year | 9 | 4 | Wind | REZ | N11_Illawarra Coast | 14.11%
2025-26 | 1-in-2-year | 5 | 6 | Wind | REZ | N2_New England | 36.61%
2029-30 | 1-in-2-year | 4 | 9 | Wind | REZ | N2_New England | 10.17%
2034-35 | 1-in-2-year | 4 | 5 | Wind | REZ | N2_New England | 26.82%
2025-26 | 1-in-5-year | 7 | 5 | Wind | REZ | N2_New England | 35.96%
2029-30 | 1-in-5-year | 6 | 4 | Wind | REZ | N2_New England | 19.99%
2034-35 | 1-in-5-year | 5 | 6 | Wind | REZ | N2_New England | 11.25%
2025-26 | 1-in-10-year | 9 | 5 | Wind | REZ | N2_New England | 12.06%
2029-30 | 1-in-10-year | 7 | 6 | Wind | REZ | N2_New England | 10.93%
2034-35 | 1-in-10-year | 6 | 8 | Wind | REZ | N2_New England | 16.99%
2025-26 | 1-in-20-year | 10 | 6 | Wind | REZ | N2_New England | 13.95%
2029-30 | 1-in-20-year | 8 | 5 | Wind | REZ | N2_New England | 18.61%
2034-35 | 1-in-20-year | 7 | 6 | Wind | REZ | N2_New England | 10.93%
2025-26 | 1-in-50-year | 12 | 6 | Wind | REZ | N2_New England | 26.81%
2029-30 | 1-in-50-year | 10 | 8 | Wind | REZ | N2_New England | 27.61%
2034-35 | 1-in-50-year | 9 | 4 | Wind | REZ | N2_New England | 13.49%
2025-26 | 1-in-2-year | 5 | 6 | Wind | REZ | N3_Central-West Orana | 21.76%
2029-30 | 1-in-2-year | 4 | 9 | Wind | REZ | N3_Central-West Orana | 7.704%
2034-35 | 1-in-2-year | 4 | 5 | Wind | REZ | N3_Central-West Orana | 26.65%
2025-26 | 1-in-5-year | 7 | 5 | Wind | REZ | N3_Central-West Orana | 27.48%
2029-30 | 1-in-5-year | 6 | 4 | Wind | REZ | N3_Central-West Orana | 19.99%
2034-35 | 1-in-5-year | 5 | 6 | Wind | REZ | N3_Central-West Orana | 11.86%
2025-26 | 1-in-10-year | 9 | 5 | Wind | REZ | N3_Central-West Orana | 8.089%
2029-30 | 1-in-10-year | 7 | 6 | Wind | REZ | N3_Central-West Orana | 6.736%
2034-35 | 1-in-10-year | 6 | 8 | Wind | REZ | N3_Central-West Orana | 5.576%
2025-26 | 1-in-20-year | 10 | 6 | Wind | REZ | N3_Central-West Orana | 21.26%
2029-30 | 1-in-20-year | 8 | 5 | Wind | REZ | N3_Central-West Orana | 18.73%
2034-35 | 1-in-20-year | 7 | 6 | Wind | REZ | N3_Central-West Orana | 14.06%
2025-26 | 1-in-50-year | 12 | 6 | Wind | REZ | N3_Central-West Orana | 22.86%
2029-30 | 1-in-50-year | 10 | 8 | Wind | REZ | N3_Central-West Orana | 15.63%
2034-35 | 1-in-50-year | 9 | 4 | Wind | REZ | N3_Central-West Orana | 18.53%
2025-26 | 1-in-2-year | 5 | 6 | Wind | REZ | N4_Broken Hill | 6.757%
2029-30 | 1-in-2-year | 4 | 9 | Wind | REZ | N4_Broken Hill | 15.08%
2034-35 | 1-in-2-year | 4 | 5 | Wind | REZ | N4_Broken Hill | 9.655%
2025-26 | 1-in-5-year | 7 | 5 | Wind | REZ | N4_Broken Hill | 7.815%
2029-30 | 1-in-5-year | 6 | 4 | Wind | REZ | N4_Broken Hill | 10.53%
2034-35 | 1-in-5-year | 5 | 6 | Wind | REZ | N4_Broken Hill | 11.14%
2025-26 | 1-in-10-year | 9 | 5 | Wind | REZ | N4_Broken Hill | 9.991%
2029-30 | 1-in-10-year | 7 | 6 | Wind | REZ | N4_Broken Hill | 6.253%
2034-35 | 1-in-10-year | 6 | 8 | Wind | REZ | N4_Broken Hill | 5.715%
2025-26 | 1-in-20-year | 10 | 6 | Wind | REZ | N4_Broken Hill | 15.45%
2029-30 | 1-in-20-year | 8 | 5 | Wind | REZ | N4_Broken Hill | 9.413%
2034-35 | 1-in-20-year | 7 | 6 | Wind | REZ | N4_Broken Hill | 8.425%
2025-26 | 1-in-50-year | 12 | 6 | Wind | REZ | N4_Broken Hill | 14.45%
2029-30 | 1-in-50-year | 10 | 8 | Wind | REZ | N4_Broken Hill | 9.961%
2034-35 | 1-in-50-year | 9 | 4 | Wind | REZ | N4_Broken Hill | 11.03%
2025-26 | 1-in-2-year | 5 | 6 | Wind | REZ | N5_South West NSW | 3.936%
2029-30 | 1-in-2-year | 4 | 9 | Wind | REZ | N5_South West NSW | 15.22%
2034-35 | 1-in-2-year | 4 | 5 | Wind | REZ | N5_South West NSW | 7.293%
2025-26 | 1-in-5-year | 7 | 5 | Wind | REZ | N5_South West NSW | 8.649%
2029-30 | 1-in-5-year | 6 | 4 | Wind | REZ | N5_South West NSW | 6.361%
2034-35 | 1-in-5-year | 5 | 6 | Wind | REZ | N5_South West NSW | 6.169%
2025-26 | 1-in-10-year | 9 | 5 | Wind | REZ | N5_South West NSW | 9.179%
2029-30 | 1-in-10-year | 7 | 6 | Wind | REZ | N5_South West NSW | 8.626%
2034-35 | 1-in-10-year | 6 | 8 | Wind | REZ | N5_South West NSW | 2.691%
2025-26 | 1-in-20-year | 10 | 6 | Wind | REZ | N5_South West NSW | 8.995%
2029-30 | 1-in-20-year | 8 | 5 | Wind | REZ | N5_South West NSW | 13.25%
2034-35 | 1-in-20-year | 7 | 6 | Wind | REZ | N5_South West NSW | 4.146%
2025-26 | 1-in-50-year | 12 | 6 | Wind | REZ | N5_South West NSW | 10.9%
2029-30 | 1-in-50-year | 10 | 8 | Wind | REZ | N5_South West NSW | 8.318%
2034-35 | 1-in-50-year | 9 | 4 | Wind | REZ | N5_South West NSW | 9.811%
2025-26 | 1-in-2-year | 5 | 6 | Wind | REZ | N6_Wagga Wagga | 8.987%
2029-30 | 1-in-2-year | 4 | 9 | Wind | REZ | N6_Wagga Wagga | 5.059%
2034-35 | 1-in-2-year | 4 | 5 | Wind | REZ | N6_Wagga Wagga | 7.914%
2025-26 | 1-in-5-year | 7 | 5 | Wind | REZ | N6_Wagga Wagga | 14.95%
2029-30 | 1-in-5-year | 6 | 4 | Wind | REZ | N6_Wagga Wagga | 10.85%
2034-35 | 1-in-5-year | 5 | 6 | Wind | REZ | N6_Wagga Wagga | 2.618%
2025-26 | 1-in-10-year | 9 | 5 | Wind | REZ | N6_Wagga Wagga | 9.878%
2029-30 | 1-in-10-year | 7 | 6 | Wind | REZ | N6_Wagga Wagga | 10.89%
2034-35 | 1-in-10-year | 6 | 8 | Wind | REZ | N6_Wagga Wagga | 3.227%
2025-26 | 1-in-20-year | 10 | 6 | Wind | REZ | N6_Wagga Wagga | 8.201%
2029-30 | 1-in-20-year | 8 | 5 | Wind | REZ | N6_Wagga Wagga | 13.13%
2034-35 | 1-in-20-year | 7 | 6 | Wind | REZ | N6_Wagga Wagga | 7.093%
2025-26 | 1-in-50-year | 12 | 6 | Wind | REZ | N6_Wagga Wagga | 11.59%
2029-30 | 1-in-50-year | 10 | 8 | Wind | REZ | N6_Wagga Wagga | 12.86%
2034-35 | 1-in-50-year | 9 | 4 | Wind | REZ | N6_Wagga Wagga | 12.53%
2025-26 | 1-in-2-year | 5 | 6 | Wind | REZ | N7_Tumut | 13.85%
2029-30 | 1-in-2-year | 4 | 9 | Wind | REZ | N7_Tumut | 5.169%
2034-35 | 1-in-2-year | 4 | 5 | Wind | REZ | N7_Tumut | 9.763%
2025-26 | 1-in-5-year | 7 | 5 | Wind | REZ | N7_Tumut | 16.3%
2029-30 | 1-in-5-year | 6 | 4 | Wind | REZ | N7_Tumut | 5.299%
2034-35 | 1-in-5-year | 5 | 6 | Wind | REZ | N7_Tumut | 6.783%
2025-26 | 1-in-10-year | 9 | 5 | Wind | REZ | N7_Tumut | 8.981%
2029-30 | 1-in-10-year | 7 | 6 | Wind | REZ | N7_Tumut | 21.19%
2034-35 | 1-in-10-year | 6 | 8 | Wind | REZ | N7_Tumut | 6.017%
2025-26 | 1-in-20-year | 10 | 6 | Wind | REZ | N7_Tumut | 14.8%
2029-30 | 1-in-20-year | 8 | 5 | Wind | REZ | N7_Tumut | 14.26%
2034-35 | 1-in-20-year | 7 | 6 | Wind | REZ | N7_Tumut | 6.904%
2025-26 | 1-in-50-year | 12 | 6 | Wind | REZ | N7_Tumut | 15.84%
2029-30 | 1-in-50-year | 10 | 8 | Wind | REZ | N7_Tumut | 9.762%
2034-35 | 1-in-50-year | 9 | 4 | Wind | REZ | N7_Tumut | 13.7%
2025-26 | 1-in-2-year | 5 | 6 | Wind | REZ | N8_Cooma-Monaro | 28.85%
2029-30 | 1-in-2-year | 4 | 9 | Wind | REZ | N8_Cooma-Monaro | 6.395%
2034-35 | 1-in-2-year | 4 | 5 | Wind | REZ | N8_Cooma-Monaro | 7.81%
2025-26 | 1-in-5-year | 7 | 5 | Wind | REZ | N8_Cooma-Monaro | 10.43%
2029-30 | 1-in-5-year | 6 | 4 | Wind | REZ | N8_Cooma-Monaro | 7.26%
2034-35 | 1-in-5-year | 5 | 6 | Wind | REZ | N8_Cooma-Monaro | 5.848%
2025-26 | 1-in-10-year | 9 | 5 | Wind | REZ | N8_Cooma-Monaro | 12.41%
2029-30 | 1-in-10-year | 7 | 6 | Wind | REZ | N8_Cooma-Monaro | 18.81%
2034-35 | 1-in-10-year | 6 | 8 | Wind | REZ | N8_Cooma-Monaro | 6.777%
2025-26 | 1-in-20-year | 10 | 6 | Wind | REZ | N8_Cooma-Monaro | 12.23%
2029-30 | 1-in-20-year | 8 | 5 | Wind | REZ | N8_Cooma-Monaro | 36.11%
2034-35 | 1-in-20-year | 7 | 6 | Wind | REZ | N8_Cooma-Monaro | 12.49%
2025-26 | 1-in-50-year | 12 | 6 | Wind | REZ | N8_Cooma-Monaro | 7.006%
2029-30 | 1-in-50-year | 10 | 8 | Wind | REZ | N8_Cooma-Monaro | 12.04%
2034-35 | 1-in-50-year | 9 | 4 | Wind | REZ | N8_Cooma-Monaro | 8.922%
2025-26 | 1-in-2-year | 5 | 6 | Wind | REZ | N9_Hunter-Central Coast | 28.4%
2029-30 | 1-in-2-year | 4 | 9 | Wind | REZ | N9_Hunter-Central Coast | 11.25%
2034-35 | 1-in-2-year | 4 | 5 | Wind | REZ | N9_Hunter-Central Coast | 10.67%
2025-26 | 1-in-5-year | 7 | 5 | Wind | REZ | N9_Hunter-Central Coast | 9.651%
2029-30 | 1-in-5-year | 6 | 4 | Wind | REZ | N9_Hunter-Central Coast | 9.822%
2034-35 | 1-in-5-year | 5 | 6 | Wind | REZ | N9_Hunter-Central Coast | 8.955%
2025-26 | 1-in-10-year | 9 | 5 | Wind | REZ | N9_Hunter-Central Coast | 5.885%
2029-30 | 1-in-10-year | 7 | 6 | Wind | REZ | N9_Hunter-Central Coast | 7.69%
2034-35 | 1-in-10-year | 6 | 8 | Wind | REZ | N9_Hunter-Central Coast | 6.908%
2025-26 | 1-in-20-year | 10 | 6 | Wind | REZ | N9_Hunter-Central Coast | 10.82%
2029-30 | 1-in-20-year | 8 | 5 | Wind | REZ | N9_Hunter-Central Coast | 19.36%
2034-35 | 1-in-20-year | 7 | 6 | Wind | REZ | N9_Hunter-Central Coast | 8.289%
2025-26 | 1-in-50-year | 12 | 6 | Wind | REZ | N9_Hunter-Central Coast | 15.1%
2029-30 | 1-in-50-year | 10 | 8 | Wind | REZ | N9_Hunter-Central Coast | 13.79%
2034-35 | 1-in-50-year | 9 | 4 | Wind | REZ | N9_Hunter-Central Coast | 8.535%
2025-26 | 1-in-2-year | 5 | 6 | Wind | REZ | Q1_Far North Qld | 51.42%
2029-30 | 1-in-2-year | 4 | 9 | Wind | REZ | Q1_Far North Qld | 68.71%
2034-35 | 1-in-2-year | 4 | 5 | Wind | REZ | Q1_Far North Qld | 60.54%
2025-26 | 1-in-5-year | 7 | 5 | Wind | REZ | Q1_Far North Qld | 61.53%
2029-30 | 1-in-5-year | 6 | 4 | Wind | REZ | Q1_Far North Qld | 44.91%
2034-35 | 1-in-5-year | 5 | 6 | Wind | REZ | Q1_Far North Qld | 57.71%
2025-26 | 1-in-10-year | 9 | 5 | Wind | REZ | Q1_Far North Qld | 57.29%
2029-30 | 1-in-10-year | 7 | 6 | Wind | REZ | Q1_Far North Qld | 69.46%
2034-35 | 1-in-10-year | 6 | 8 | Wind | REZ | Q1_Far North Qld | 53.96%
2025-26 | 1-in-20-year | 10 | 6 | Wind | REZ | Q1_Far North Qld | 50.39%
2029-30 | 1-in-20-year | 8 | 5 | Wind | REZ | Q1_Far North Qld | 39.6%
2034-35 | 1-in-20-year | 7 | 6 | Wind | REZ | Q1_Far North Qld | 62%
2025-26 | 1-in-50-year | 12 | 6 | Wind | REZ | Q1_Far North Qld | 56.06%
2029-30 | 1-in-50-year | 10 | 8 | Wind | REZ | Q1_Far North Qld | 61.32%
2034-35 | 1-in-50-year | 9 | 4 | Wind | REZ | Q1_Far North Qld | 48.4%
2025-26 | 1-in-2-year | 5 | 6 | Wind | REZ | Q2_North Qld Clean Energy Hub | 26.74%
2029-30 | 1-in-2-year | 4 | 9 | Wind | REZ | Q2_North Qld Clean Energy Hub | 27.08%
2034-35 | 1-in-2-year | 4 | 5 | Wind | REZ | Q2_North Qld Clean Energy Hub | 22.18%
2025-26 | 1-in-5-year | 7 | 5 | Wind | REZ | Q2_North Qld Clean Energy Hub | 43.52%
2029-30 | 1-in-5-year | 6 | 4 | Wind | REZ | Q2_North Qld Clean Energy Hub | 22.72%
2034-35 | 1-in-5-year | 5 | 6 | Wind | REZ | Q2_North Qld Clean Energy Hub | 22.14%
2025-26 | 1-in-10-year | 9 | 5 | Wind | REZ | Q2_North Qld Clean Energy Hub | 34.31%
2029-30 | 1-in-10-year | 7 | 6 | Wind | REZ | Q2_North Qld Clean Energy Hub | 51.08%
2034-35 | 1-in-10-year | 6 | 8 | Wind | REZ | Q2_North Qld Clean Energy Hub | 23.25%
2025-26 | 1-in-20-year | 10 | 6 | Wind | REZ | Q2_North Qld Clean Energy Hub | 20.9%
2029-30 | 1-in-20-year | 8 | 5 | Wind | REZ | Q2_North Qld Clean Energy Hub | 15.54%
2034-35 | 1-in-20-year | 7 | 6 | Wind | REZ | Q2_North Qld Clean Energy Hub | 29.38%
2025-26 | 1-in-50-year | 12 | 6 | Wind | REZ | Q2_North Qld Clean Energy Hub | 31.08%
2029-30 | 1-in-50-year | 10 | 8 | Wind | REZ | Q2_North Qld Clean Energy Hub | 28.21%
2034-35 | 1-in-50-year | 9 | 4 | Wind | REZ | Q2_North Qld Clean Energy Hub | 29.86%
2025-26 | 1-in-2-year | 5 | 6 | Wind | REZ | Q3_Northern Qld | 27.8%
2029-30 | 1-in-2-year | 4 | 9 | Wind | REZ | Q3_Northern Qld | 41.68%
2034-35 | 1-in-2-year | 4 | 5 | Wind | REZ | Q3_Northern Qld | 24.36%
2025-26 | 1-in-5-year | 7 | 5 | Wind | REZ | Q3_Northern Qld | 36.46%
2029-30 | 1-in-5-year | 6 | 4 | Wind | REZ | Q3_Northern Qld | 19.08%
2034-35 | 1-in-5-year | 5 | 6 | Wind | REZ | Q3_Northern Qld | 17.79%
2025-26 | 1-in-10-year | 9 | 5 | Wind | REZ | Q3_Northern Qld | 28.03%
2029-30 | 1-in-10-year | 7 | 6 | Wind | REZ | Q3_Northern Qld | 51.8%
2034-35 | 1-in-10-year | 6 | 8 | Wind | REZ | Q3_Northern Qld | 17.41%
2025-26 | 1-in-20-year | 10 | 6 | Wind | REZ | Q3_Northern Qld | 21.27%
2029-30 | 1-in-20-year | 8 | 5 | Wind | REZ | Q3_Northern Qld | 9.152%
2034-35 | 1-in-20-year | 7 | 6 | Wind | REZ | Q3_Northern Qld | 31.46%
2025-26 | 1-in-50-year | 12 | 6 | Wind | REZ | Q3_Northern Qld | 29.45%
2029-30 | 1-in-50-year | 10 | 8 | Wind | REZ | Q3_Northern Qld | 27.54%
2034-35 | 1-in-50-year | 9 | 4 | Wind | REZ | Q3_Northern Qld | 20.48%
2025-26 | 1-in-2-year | 5 | 6 | Wind | REZ | Q4_Isaac | 20.36%
2029-30 | 1-in-2-year | 4 | 9 | Wind | REZ | Q4_Isaac | 28.14%
2034-35 | 1-in-2-year | 4 | 5 | Wind | REZ | Q4_Isaac | 23.6%
2025-26 | 1-in-5-year | 7 | 5 | Wind | REZ | Q4_Isaac | 48.11%
2029-30 | 1-in-5-year | 6 | 4 | Wind | REZ | Q4_Isaac | 14.02%
2034-35 | 1-in-5-year | 5 | 6 | Wind | REZ | Q4_Isaac | 23.25%
2025-26 | 1-in-10-year | 9 | 5 | Wind | REZ | Q4_Isaac | 19.62%
2029-30 | 1-in-10-year | 7 | 6 | Wind | REZ | Q4_Isaac | 42.49%
2034-35 | 1-in-10-year | 6 | 8 | Wind | REZ | Q4_Isaac | 13.2%
2025-26 | 1-in-20-year | 10 | 6 | Wind | REZ | Q4_Isaac | 15.61%
2029-30 | 1-in-20-year | 8 | 5 | Wind | REZ | Q4_Isaac | 9.828%
2034-35 | 1-in-20-year | 7 | 6 | Wind | REZ | Q4_Isaac | 24.69%
2025-26 | 1-in-50-year | 12 | 6 | Wind | REZ | Q4_Isaac | 28.63%
2029-30 | 1-in-50-year | 10 | 8 | Wind | REZ | Q4_Isaac | 26.16%
2034-35 | 1-in-50-year | 9 | 4 | Wind | REZ | Q4_Isaac | 24.43%
2025-26 | 1-in-2-year | 5 | 6 | Wind | REZ | Q5_Barcaldine | 30.67%
2029-30 | 1-in-2-year | 4 | 9 | Wind | REZ | Q5_Barcaldine | 12.39%
2034-35 | 1-in-2-year | 4 | 5 | Wind | REZ | Q5_Barcaldine | 12.58%
2025-26 | 1-in-5-year | 7 | 5 | Wind | REZ | Q5_Barcaldine | 33.33%
2029-30 | 1-in-5-year | 6 | 4 | Wind | REZ | Q5_Barcaldine | 13.25%
2034-35 | 1-in-5-year | 5 | 6 | Wind | REZ | Q5_Barcaldine | 12.45%
2025-26 | 1-in-10-year | 9 | 5 | Wind | REZ | Q5_Barcaldine | 13.24%
2029-30 | 1-in-10-year | 7 | 6 | Wind | REZ | Q5_Barcaldine | 31.07%
2034-35 | 1-in-10-year | 6 | 8 | Wind | REZ | Q5_Barcaldine | 14.03%
2025-26 | 1-in-20-year | 10 | 6 | Wind | REZ | Q5_Barcaldine | 10.37%
2029-30 | 1-in-20-year | 8 | 5 | Wind | REZ | Q5_Barcaldine | 11.51%
2034-35 | 1-in-20-year | 7 | 6 | Wind | REZ | Q5_Barcaldine | 19.8%
2025-26 | 1-in-50-year | 12 | 6 | Wind | REZ | Q5_Barcaldine | 21.29%
2029-30 | 1-in-50-year | 10 | 8 | Wind | REZ | Q5_Barcaldine | 22.98%
2034-35 | 1-in-50-year | 9 | 4 | Wind | REZ | Q5_Barcaldine | 21.7%
2025-26 | 1-in-2-year | 5 | 6 | Wind | REZ | Q6_Fitzroy | 17.98%
2029-30 | 1-in-2-year | 4 | 9 | Wind | REZ | Q6_Fitzroy | 26.09%
2034-35 | 1-in-2-year | 4 | 5 | Wind | REZ | Q6_Fitzroy | 19.88%
2025-26 | 1-in-5-year | 7 | 5 | Wind | REZ | Q6_Fitzroy | 47.63%
2029-30 | 1-in-5-year | 6 | 4 | Wind | REZ | Q6_Fitzroy | 15.04%
2034-35 | 1-in-5-year | 5 | 6 | Wind | REZ | Q6_Fitzroy | 20.25%
2025-26 | 1-in-10-year | 9 | 5 | Wind | REZ | Q6_Fitzroy | 13.17%
2029-30 | 1-in-10-year | 7 | 6 | Wind | REZ | Q6_Fitzroy | 29.79%
2034-35 | 1-in-10-year | 6 | 8 | Wind | REZ | Q6_Fitzroy | 9.282%
2025-26 | 1-in-20-year | 10 | 6 | Wind | REZ | Q6_Fitzroy | 13.32%
2029-30 | 1-in-20-year | 8 | 5 | Wind | REZ | Q6_Fitzroy | 12.4%
2034-35 | 1-in-20-year | 7 | 6 | Wind | REZ | Q6_Fitzroy | 20.51%
2025-26 | 1-in-50-year | 12 | 6 | Wind | REZ | Q6_Fitzroy | 20.66%
2029-30 | 1-in-50-year | 10 | 8 | Wind | REZ | Q6_Fitzroy | 25.79%
2034-35 | 1-in-50-year | 9 | 4 | Wind | REZ | Q6_Fitzroy | 19.67%
2025-26 | 1-in-2-year | 5 | 6 | Wind | REZ | Q7_Wide Bay | 18.55%
2029-30 | 1-in-2-year | 4 | 9 | Wind | REZ | Q7_Wide Bay | 13.83%
2034-35 | 1-in-2-year | 4 | 5 | Wind | REZ | Q7_Wide Bay | 37.19%
2025-26 | 1-in-5-year | 7 | 5 | Wind | REZ | Q7_Wide Bay | 41.58%
2029-30 | 1-in-5-year | 6 | 4 | Wind | REZ | Q7_Wide Bay | 25.16%
2034-35 | 1-in-5-year | 5 | 6 | Wind | REZ | Q7_Wide Bay | 30.63%
2025-26 | 1-in-10-year | 9 | 5 | Wind | REZ | Q7_Wide Bay | 12.62%
2029-30 | 1-in-10-year | 7 | 6 | Wind | REZ | Q7_Wide Bay | 13.26%
2034-35 | 1-in-10-year | 6 | 8 | Wind | REZ | Q7_Wide Bay | 9.534%
2025-26 | 1-in-20-year | 10 | 6 | Wind | REZ | Q7_Wide Bay | 12.68%
2029-30 | 1-in-20-year | 8 | 5 | Wind | REZ | Q7_Wide Bay | 15.62%
2034-35 | 1-in-20-year | 7 | 6 | Wind | REZ | Q7_Wide Bay | 16.86%
2025-26 | 1-in-50-year | 12 | 6 | Wind | REZ | Q7_Wide Bay | 27.59%
2029-30 | 1-in-50-year | 10 | 8 | Wind | REZ | Q7_Wide Bay | 17.59%
2034-35 | 1-in-50-year | 9 | 4 | Wind | REZ | Q7_Wide Bay | 13.11%
2025-26 | 1-in-2-year | 5 | 6 | Wind | REZ | Q8_Darling Downs | 20.99%
2029-30 | 1-in-2-year | 4 | 9 | Wind | REZ | Q8_Darling Downs | 14.96%
2034-35 | 1-in-2-year | 4 | 5 | Wind | REZ | Q8_Darling Downs | 24.23%
2025-26 | 1-in-5-year | 7 | 5 | Wind | REZ | Q8_Darling Downs | 40.94%
2029-30 | 1-in-5-year | 6 | 4 | Wind | REZ | Q8_Darling Downs | 17.13%
2034-35 | 1-in-5-year | 5 | 6 | Wind | REZ | Q8_Darling Downs | 16.26%
2025-26 | 1-in-10-year | 9 | 5 | Wind | REZ | Q8_Darling Downs | 9.645%
2029-30 | 1-in-10-year | 7 | 6 | Wind | REZ | Q8_Darling Downs | 10.72%
2034-35 | 1-in-10-year | 6 | 8 | Wind | REZ | Q8_Darling Downs | 14.18%
2025-26 | 1-in-20-year | 10 | 6 | Wind | REZ | Q8_Darling Downs | 8.7%
2029-30 | 1-in-20-year | 8 | 5 | Wind | REZ | Q8_Darling Downs | 14.11%
2034-35 | 1-in-20-year | 7 | 6 | Wind | REZ | Q8_Darling Downs | 10.27%
2025-26 | 1-in-50-year | 12 | 6 | Wind | REZ | Q8_Darling Downs | 20.32%
2029-30 | 1-in-50-year | 10 | 8 | Wind | REZ | Q8_Darling Downs | 29.01%
2034-35 | 1-in-50-year | 9 | 4 | Wind | REZ | Q8_Darling Downs | 13.7%
2025-26 | 1-in-2-year | 5 | 6 | Wind | REZ | Q9_Banana | 17.39%
2029-30 | 1-in-2-year | 4 | 9 | Wind | REZ | Q9_Banana | 12.76%
2034-35 | 1-in-2-year | 4 | 5 | Wind | REZ | Q9_Banana | 10.37%
2025-26 | 1-in-5-year | 7 | 5 | Wind | REZ | Q9_Banana | 28.26%
2029-30 | 1-in-5-year | 6 | 4 | Wind | REZ | Q9_Banana | 9.498%
2034-35 | 1-in-5-year | 5 | 6 | Wind | REZ | Q9_Banana | 18.53%
2025-26 | 1-in-10-year | 9 | 5 | Wind | REZ | Q9_Banana | 11.07%
2029-30 | 1-in-10-year | 7 | 6 | Wind | REZ | Q9_Banana | 15.45%
2034-35 | 1-in-10-year | 6 | 8 | Wind | REZ | Q9_Banana | 8.85%
2025-26 | 1-in-20-year | 10 | 6 | Wind | REZ | Q9_Banana | 6.379%
2029-30 | 1-in-20-year | 8 | 5 | Wind | REZ | Q9_Banana | 17.77%
2034-35 | 1-in-20-year | 7 | 6 | Wind | REZ | Q9_Banana | 13.27%
2025-26 | 1-in-50-year | 12 | 6 | Wind | REZ | Q9_Banana | 19.98%
2029-30 | 1-in-50-year | 10 | 8 | Wind | REZ | Q9_Banana | 21.05%
2034-35 | 1-in-50-year | 9 | 4 | Wind | REZ | Q9_Banana | 11.18%
2025-26 | 1-in-2-year | 5 | 6 | Wind | REZ | S1_South East SA | 15.67%
2029-30 | 1-in-2-year | 4 | 9 | Wind | REZ | S1_South East SA | 6.001%
2034-35 | 1-in-2-year | 4 | 5 | Wind | REZ | S1_South East SA | 5.055%
2025-26 | 1-in-5-year | 7 | 5 | Wind | REZ | S1_South East SA | 11.25%
2029-30 | 1-in-5-year | 6 | 4 | Wind | REZ | S1_South East SA | 11.06%
2034-35 | 1-in-5-year | 5 | 6 | Wind | REZ | S1_South East SA | 8.39%
2025-26 | 1-in-10-year | 9 | 5 | Wind | REZ | S1_South East SA | 14.63%
2029-30 | 1-in-10-year | 7 | 6 | Wind | REZ | S1_South East SA | 12.54%
2034-35 | 1-in-10-year | 6 | 8 | Wind | REZ | S1_South East SA | 10.98%
2025-26 | 1-in-20-year | 10 | 6 | Wind | REZ | S1_South East SA | 12.05%
2029-30 | 1-in-20-year | 8 | 5 | Wind | REZ | S1_South East SA | 10.87%
2034-35 | 1-in-20-year | 7 | 6 | Wind | REZ | S1_South East SA | 7.39%
2025-26 | 1-in-50-year | 12 | 6 | Wind | REZ | S1_South East SA | 11.99%
2029-30 | 1-in-50-year | 10 | 8 | Wind | REZ | S1_South East SA | 18.16%
2034-35 | 1-in-50-year | 9 | 4 | Wind | REZ | S1_South East SA | 19.45%
2025-26 | 1-in-2-year | 5 | 6 | Wind | REZ | S3_Mid-North SA | 6.967%
2029-30 | 1-in-2-year | 4 | 9 | Wind | REZ | S3_Mid-North SA | 6.927%
2034-35 | 1-in-2-year | 4 | 5 | Wind | REZ | S3_Mid-North SA | 5.953%
2025-26 | 1-in-5-year | 7 | 5 | Wind | REZ | S3_Mid-North SA | 12.38%
2029-30 | 1-in-5-year | 6 | 4 | Wind | REZ | S3_Mid-North SA | 7.195%
2034-35 | 1-in-5-year | 5 | 6 | Wind | REZ | S3_Mid-North SA | 11.44%
2025-26 | 1-in-10-year | 9 | 5 | Wind | REZ | S3_Mid-North SA | 16.43%
2029-30 | 1-in-10-year | 7 | 6 | Wind | REZ | S3_Mid-North SA | 7.701%
2034-35 | 1-in-10-year | 6 | 8 | Wind | REZ | S3_Mid-North SA | 9.889%
2025-26 | 1-in-20-year | 10 | 6 | Wind | REZ | S3_Mid-North SA | 12.37%
2029-30 | 1-in-20-year | 8 | 5 | Wind | REZ | S3_Mid-North SA | 16.11%
2034-35 | 1-in-20-year | 7 | 6 | Wind | REZ | S3_Mid-North SA | 3.838%
2025-26 | 1-in-50-year | 12 | 6 | Wind | REZ | S3_Mid-North SA | 12.64%
2029-30 | 1-in-50-year | 10 | 8 | Wind | REZ | S3_Mid-North SA | 15.27%
2034-35 | 1-in-50-year | 9 | 4 | Wind | REZ | S3_Mid-North SA | 16.7%
2025-26 | 1-in-2-year | 5 | 6 | Wind | REZ | S4_Yorke Peninsula | 9.462%
2029-30 | 1-in-2-year | 4 | 9 | Wind | REZ | S4_Yorke Peninsula | 1.206%
2034-35 | 1-in-2-year | 4 | 5 | Wind | REZ | S4_Yorke Peninsula | 4.435%
2025-26 | 1-in-5-year | 7 | 5 | Wind | REZ | S4_Yorke Peninsula | 12.39%
2029-30 | 1-in-5-year | 6 | 4 | Wind | REZ | S4_Yorke Peninsula | 10.44%
2034-35 | 1-in-5-year | 5 | 6 | Wind | REZ | S4_Yorke Peninsula | 9.044%
2025-26 | 1-in-10-year | 9 | 5 | Wind | REZ | S4_Yorke Peninsula | 12.02%
2029-30 | 1-in-10-year | 7 | 6 | Wind | REZ | S4_Yorke Peninsula | 6.276%
2034-35 | 1-in-10-year | 6 | 8 | Wind | REZ | S4_Yorke Peninsula | 7.186%
2025-26 | 1-in-20-year | 10 | 6 | Wind | REZ | S4_Yorke Peninsula | 10.38%
2029-30 | 1-in-20-year | 8 | 5 | Wind | REZ | S4_Yorke Peninsula | 14.84%
2034-35 | 1-in-20-year | 7 | 6 | Wind | REZ | S4_Yorke Peninsula | 3.551%
2025-26 | 1-in-50-year | 12 | 6 | Wind | REZ | S4_Yorke Peninsula | 10.02%
2029-30 | 1-in-50-year | 10 | 8 | Wind | REZ | S4_Yorke Peninsula | 22.15%
2034-35 | 1-in-50-year | 9 | 4 | Wind | REZ | S4_Yorke Peninsula | 21.98%
2025-26 | 1-in-2-year | 5 | 6 | Wind | REZ | S5_Northern SA | 5.116%
2029-30 | 1-in-2-year | 4 | 9 | Wind | REZ | S5_Northern SA | 11.39%
2034-35 | 1-in-2-year | 4 | 5 | Wind | REZ | S5_Northern SA | 5.786%
2025-26 | 1-in-5-year | 7 | 5 | Wind | REZ | S5_Northern SA | 10.55%
2029-30 | 1-in-5-year | 6 | 4 | Wind | REZ | S5_Northern SA | 6.462%
2034-35 | 1-in-5-year | 5 | 6 | Wind | REZ | S5_Northern SA | 9.608%
2025-26 | 1-in-10-year | 9 | 5 | Wind | REZ | S5_Northern SA | 13.12%
2029-30 | 1-in-10-year | 7 | 6 | Wind | REZ | S5_Northern SA | 6.248%
2034-35 | 1-in-10-year | 6 | 8 | Wind | REZ | S5_Northern SA | 9.441%
2025-26 | 1-in-20-year | 10 | 6 | Wind | REZ | S5_Northern SA | 16.82%
2029-30 | 1-in-20-year | 8 | 5 | Wind | REZ | S5_Northern SA | 16.81%
2034-35 | 1-in-20-year | 7 | 6 | Wind | REZ | S5_Northern SA | 3.141%
2025-26 | 1-in-50-year | 12 | 6 | Wind | REZ | S5_Northern SA | 16.59%
2029-30 | 1-in-50-year | 10 | 8 | Wind | REZ | S5_Northern SA | 21.99%
2034-35 | 1-in-50-year | 9 | 4 | Wind | REZ | S5_Northern SA | 25.03%
2025-26 | 1-in-2-year | 5 | 6 | Wind | REZ | S8_Eastern Eyre Peninsula | 11.85%
2029-30 | 1-in-2-year | 4 | 9 | Wind | REZ | S8_Eastern Eyre Peninsula | 5.265%
2034-35 | 1-in-2-year | 4 | 5 | Wind | REZ | S8_Eastern Eyre Peninsula | 6.678%
2025-26 | 1-in-5-year | 7 | 5 | Wind | REZ | S8_Eastern Eyre Peninsula | 14.96%
2029-30 | 1-in-5-year | 6 | 4 | Wind | REZ | S8_Eastern Eyre Peninsula | 10.85%
2034-35 | 1-in-5-year | 5 | 6 | Wind | REZ | S8_Eastern Eyre Peninsula | 13.01%
2025-26 | 1-in-10-year | 9 | 5 | Wind | REZ | S8_Eastern Eyre Peninsula | 13.73%
2029-30 | 1-in-10-year | 7 | 6 | Wind | REZ | S8_Eastern Eyre Peninsula | 7.835%
2034-35 | 1-in-10-year | 6 | 8 | Wind | REZ | S8_Eastern Eyre Peninsula | 11.41%
2025-26 | 1-in-20-year | 10 | 6 | Wind | REZ | S8_Eastern Eyre Peninsula | 14.24%
2029-30 | 1-in-20-year | 8 | 5 | Wind | REZ | S8_Eastern Eyre Peninsula | 18.25%
2034-35 | 1-in-20-year | 7 | 6 | Wind | REZ | S8_Eastern Eyre Peninsula | 4.51%
2025-26 | 1-in-50-year | 12 | 6 | Wind | REZ | S8_Eastern Eyre Peninsula | 14.55%
2029-30 | 1-in-50-year | 10 | 8 | Wind | REZ | S8_Eastern Eyre Peninsula | 23.32%
2034-35 | 1-in-50-year | 9 | 4 | Wind | REZ | S8_Eastern Eyre Peninsula | 25.16%
2025-26 | 1-in-2-year | 5 | 6 | Wind | REZ | T1_North East Tasmania | 11.04%
2029-30 | 1-in-2-year | 4 | 9 | Wind | REZ | T1_North East Tasmania | 6.871%
2034-35 | 1-in-2-year | 4 | 5 | Wind | REZ | T1_North East Tasmania | 26.6%
2025-26 | 1-in-5-year | 7 | 5 | Wind | REZ | T1_North East Tasmania | 11.05%
2029-30 | 1-in-5-year | 6 | 4 | Wind | REZ | T1_North East Tasmania | 14.98%
2034-35 | 1-in-5-year | 5 | 6 | Wind | REZ | T1_North East Tasmania | 13.34%
2025-26 | 1-in-10-year | 9 | 5 | Wind | REZ | T1_North East Tasmania | 14.06%
2029-30 | 1-in-10-year | 7 | 6 | Wind | REZ | T1_North East Tasmania | 22.9%
2034-35 | 1-in-10-year | 6 | 8 | Wind | REZ | T1_North East Tasmania | 22.25%
2025-26 | 1-in-20-year | 10 | 6 | Wind | REZ | T1_North East Tasmania | 14.12%
2029-30 | 1-in-20-year | 8 | 5 | Wind | REZ | T1_North East Tasmania | 10.43%
2034-35 | 1-in-20-year | 7 | 6 | Wind | REZ | T1_North East Tasmania | 31.94%
2025-26 | 1-in-50-year | 12 | 6 | Wind | REZ | T1_North East Tasmania | 32.06%
2029-30 | 1-in-50-year | 10 | 8 | Wind | REZ | T1_North East Tasmania | 14.4%
2034-35 | 1-in-50-year | 9 | 4 | Wind | REZ | T1_North East Tasmania | 6.235%
2025-26 | 1-in-2-year | 5 | 6 | Wind | REZ | T2_North West Tasmania | 24.52%
2029-30 | 1-in-2-year | 4 | 9 | Wind | REZ | T2_North West Tasmania | 7.09%
2034-35 | 1-in-2-year | 4 | 5 | Wind | REZ | T2_North West Tasmania | 26.11%
2025-26 | 1-in-5-year | 7 | 5 | Wind | REZ | T2_North West Tasmania | 14.71%
2029-30 | 1-in-5-year | 6 | 4 | Wind | REZ | T2_North West Tasmania | 14.2%
2034-35 | 1-in-5-year | 5 | 6 | Wind | REZ | T2_North West Tasmania | 18.35%
2025-26 | 1-in-10-year | 9 | 5 | Wind | REZ | T2_North West Tasmania | 15.67%
2029-30 | 1-in-10-year | 7 | 6 | Wind | REZ | T2_North West Tasmania | 29.91%
2034-35 | 1-in-10-year | 6 | 8 | Wind | REZ | T2_North West Tasmania | 27.16%
2025-26 | 1-in-20-year | 10 | 6 | Wind | REZ | T2_North West Tasmania | 20.56%
2029-30 | 1-in-20-year | 8 | 5 | Wind | REZ | T2_North West Tasmania | 17.25%
2034-35 | 1-in-20-year | 7 | 6 | Wind | REZ | T2_North West Tasmania | 26.33%
2025-26 | 1-in-50-year | 12 | 6 | Wind | REZ | T2_North West Tasmania | 29.78%
2029-30 | 1-in-50-year | 10 | 8 | Wind | REZ | T2_North West Tasmania | 18.86%
2034-35 | 1-in-50-year | 9 | 4 | Wind | REZ | T2_North West Tasmania | 16.68%
2025-26 | 1-in-2-year | 5 | 6 | Wind | REZ | T3_Central Highlands | 24.85%
2029-30 | 1-in-2-year | 4 | 9 | Wind | REZ | T3_Central Highlands | 4.95%
2034-35 | 1-in-2-year | 4 | 5 | Wind | REZ | T3_Central Highlands | 53.4%
2025-26 | 1-in-5-year | 7 | 5 | Wind | REZ | T3_Central Highlands | 15.94%
2029-30 | 1-in-5-year | 6 | 4 | Wind | REZ | T3_Central Highlands | 11.99%
2034-35 | 1-in-5-year | 5 | 6 | Wind | REZ | T3_Central Highlands | 12.85%
2025-26 | 1-in-10-year | 9 | 5 | Wind | REZ | T3_Central Highlands | 16.09%
2029-30 | 1-in-10-year | 7 | 6 | Wind | REZ | T3_Central Highlands | 36.8%
2034-35 | 1-in-10-year | 6 | 8 | Wind | REZ | T3_Central Highlands | 33.94%
2025-26 | 1-in-20-year | 10 | 6 | Wind | REZ | T3_Central Highlands | 30.76%
2029-30 | 1-in-20-year | 8 | 5 | Wind | REZ | T3_Central Highlands | 15.17%
2034-35 | 1-in-20-year | 7 | 6 | Wind | REZ | T3_Central Highlands | 41.45%
2025-26 | 1-in-50-year | 12 | 6 | Wind | REZ | T3_Central Highlands | 36.14%
2029-30 | 1-in-50-year | 10 | 8 | Wind | REZ | T3_Central Highlands | 23.3%
2034-35 | 1-in-50-year | 9 | 4 | Wind | REZ | T3_Central Highlands | 17.61%
2025-26 | 1-in-2-year | 5 | 6 | Wind | REZ | V3_Western Victoria | 11.09%
2029-30 | 1-in-2-year | 4 | 9 | Wind | REZ | V3_Western Victoria | 9.551%
2034-35 | 1-in-2-year | 4 | 5 | Wind | REZ | V3_Western Victoria | 3.638%
2025-26 | 1-in-5-year | 7 | 5 | Wind | REZ | V3_Western Victoria | 8.591%
2029-30 | 1-in-5-year | 6 | 4 | Wind | REZ | V3_Western Victoria | 16.15%
2034-35 | 1-in-5-year | 5 | 6 | Wind | REZ | V3_Western Victoria | 13.16%
2025-26 | 1-in-10-year | 9 | 5 | Wind | REZ | V3_Western Victoria | 9.766%
2029-30 | 1-in-10-year | 7 | 6 | Wind | REZ | V3_Western Victoria | 9.886%
2034-35 | 1-in-10-year | 6 | 8 | Wind | REZ | V3_Western Victoria | 7.779%
2025-26 | 1-in-20-year | 10 | 6 | Wind | REZ | V3_Western Victoria | 10.2%
2029-30 | 1-in-20-year | 8 | 5 | Wind | REZ | V3_Western Victoria | 11.42%
2034-35 | 1-in-20-year | 7 | 6 | Wind | REZ | V3_Western Victoria | 8.346%
2025-26 | 1-in-50-year | 12 | 6 | Wind | REZ | V3_Western Victoria | 12.74%
2029-30 | 1-in-50-year | 10 | 8 | Wind | REZ | V3_Western Victoria | 11.52%
2034-35 | 1-in-50-year | 9 | 4 | Wind | REZ | V3_Western Victoria | 13.73%
2025-26 | 1-in-2-year | 5 | 6 | Wind | REZ | V4_South West Victoria | 17%
2029-30 | 1-in-2-year | 4 | 9 | Wind | REZ | V4_South West Victoria | 6.873%
2034-35 | 1-in-2-year | 4 | 5 | Wind | REZ | V4_South West Victoria | 6.602%
2025-26 | 1-in-5-year | 7 | 5 | Wind | REZ | V4_South West Victoria | 11.67%
2029-30 | 1-in-5-year | 6 | 4 | Wind | REZ | V4_South West Victoria | 16.63%
2034-35 | 1-in-5-year | 5 | 6 | Wind | REZ | V4_South West Victoria | 9.622%
2025-26 | 1-in-10-year | 9 | 5 | Wind | REZ | V4_South West Victoria | 8.737%
2029-30 | 1-in-10-year | 7 | 6 | Wind | REZ | V4_South West Victoria | 11.11%
2034-35 | 1-in-10-year | 6 | 8 | Wind | REZ | V4_South West Victoria | 15.44%
2025-26 | 1-in-20-year | 10 | 6 | Wind | REZ | V4_South West Victoria | 10.73%
2029-30 | 1-in-20-year | 8 | 5 | Wind | REZ | V4_South West Victoria | 10.84%
2034-35 | 1-in-20-year | 7 | 6 | Wind | REZ | V4_South West Victoria | 9.355%
2025-26 | 1-in-50-year | 12 | 6 | Wind | REZ | V4_South West Victoria | 14.01%
2029-30 | 1-in-50-year | 10 | 8 | Wind | REZ | V4_South West Victoria | 14.96%
2034-35 | 1-in-50-year | 9 | 4 | Wind | REZ | V4_South West Victoria | 17.94%
2025-26 | 1-in-2-year | 5 | 6 | Wind | REZ | V5_Gippsland | 18.82%
2029-30 | 1-in-2-year | 4 | 9 | Wind | REZ | V5_Gippsland | 5.575%
2034-35 | 1-in-2-year | 4 | 5 | Wind | REZ | V5_Gippsland | 10.61%
2025-26 | 1-in-5-year | 7 | 5 | Wind | REZ | V5_Gippsland | 3.873%
2029-30 | 1-in-5-year | 6 | 4 | Wind | REZ | V5_Gippsland | 7.933%
2034-35 | 1-in-5-year | 5 | 6 | Wind | REZ | V5_Gippsland | 4.643%
2025-26 | 1-in-10-year | 9 | 5 | Wind | REZ | V5_Gippsland | 12.57%
2029-30 | 1-in-10-year | 7 | 6 | Wind | REZ | V5_Gippsland | 15.81%
2034-35 | 1-in-10-year | 6 | 8 | Wind | REZ | V5_Gippsland | 12.48%
2025-26 | 1-in-20-year | 10 | 6 | Wind | REZ | V5_Gippsland | 10.43%
2029-30 | 1-in-20-year | 8 | 5 | Wind | REZ | V5_Gippsland | 25.12%
2034-35 | 1-in-20-year | 7 | 6 | Wind | REZ | V5_Gippsland | 16.63%
2025-26 | 1-in-50-year | 12 | 6 | Wind | REZ | V5_Gippsland | 18.49%
2029-30 | 1-in-50-year | 10 | 8 | Wind | REZ | V5_Gippsland | 7.777%
2034-35 | 1-in-50-year | 9 | 4 | Wind | REZ | V5_Gippsland | 8.348%
2025-26 | 1-in-2-year | 5 | 6 | Wind | REZ | V6_Central North Victoria | 9.348%
2029-30 | 1-in-2-year | 4 | 9 | Wind | REZ | V6_Central North Victoria | 16.31%
2034-35 | 1-in-2-year | 4 | 5 | Wind | REZ | V6_Central North Victoria | 8.562%
2025-26 | 1-in-5-year | 7 | 5 | Wind | REZ | V6_Central North Victoria | 8.896%
2029-30 | 1-in-5-year | 6 | 4 | Wind | REZ | V6_Central North Victoria | 17.07%
2034-35 | 1-in-5-year | 5 | 6 | Wind | REZ | V6_Central North Victoria | 6.839%
2025-26 | 1-in-10-year | 9 | 5 | Wind | REZ | V6_Central North Victoria | 12.99%
2029-30 | 1-in-10-year | 7 | 6 | Wind | REZ | V6_Central North Victoria | 12.5%
2034-35 | 1-in-10-year | 6 | 8 | Wind | REZ | V6_Central North Victoria | 2.057%
2025-26 | 1-in-20-year | 10 | 6 | Wind | REZ | V6_Central North Victoria | 10.16%
2029-30 | 1-in-20-year | 8 | 5 | Wind | REZ | V6_Central North Victoria | 17.57%
2034-35 | 1-in-20-year | 7 | 6 | Wind | REZ | V6_Central North Victoria | 6.311%
2025-26 | 1-in-50-year | 12 | 6 | Wind | REZ | V6_Central North Victoria | 12.39%
2029-30 | 1-in-50-year | 10 | 8 | Wind | REZ | V6_Central North Victoria | 13.06%
2034-35 | 1-in-50-year | 9 | 4 | Wind | REZ | V6_Central North Victoria | 13.91%
2025-26 | 1-in-2-year | 5 | 6 | Wind | REZ | V7_Gippsland Coast | 23.62%
2029-30 | 1-in-2-year | 4 | 9 | Wind | REZ | V7_Gippsland Coast | 8.093%
2034-35 | 1-in-2-year | 4 | 5 | Wind | REZ | V7_Gippsland Coast | 14.12%
2025-26 | 1-in-5-year | 7 | 5 | Wind | REZ | V7_Gippsland Coast | 3.505%
2029-30 | 1-in-5-year | 6 | 4 | Wind | REZ | V7_Gippsland Coast | 15.82%
2034-35 | 1-in-5-year | 5 | 6 | Wind | REZ | V7_Gippsland Coast | 17.28%
2025-26 | 1-in-10-year | 9 | 5 | Wind | REZ | V7_Gippsland Coast | 11.89%
2029-30 | 1-in-10-year | 7 | 6 | Wind | REZ | V7_Gippsland Coast | 24.34%
2034-35 | 1-in-10-year | 6 | 8 | Wind | REZ | V7_Gippsland Coast | 17.97%
2025-26 | 1-in-20-year | 10 | 6 | Wind | REZ | V7_Gippsland Coast | 12.54%
2029-30 | 1-in-20-year | 8 | 5 | Wind | REZ | V7_Gippsland Coast | 19.89%
2034-35 | 1-in-20-year | 7 | 6 | Wind | REZ | V7_Gippsland Coast | 22.76%
2025-26 | 1-in-50-year | 12 | 6 | Wind | REZ | V7_Gippsland Coast | 27.27%
2029-30 | 1-in-50-year | 10 | 8 | Wind | REZ | V7_Gippsland Coast | 11.24%
2034-35 | 1-in-50-year | 9 | 4 | Wind | REZ | V7_Gippsland Coast | 10.85%
2025-26 | 1-in-2-year | 5 | 6 | Wind | REZ | V8_Portland Coast | 23.08%
2029-30 | 1-in-2-year | 4 | 9 | Wind | REZ | V8_Portland Coast | 7.124%
2034-35 | 1-in-2-year | 4 | 5 | Wind | REZ | V8_Portland Coast | 6.931%
2025-26 | 1-in-5-year | 7 | 5 | Wind | REZ | V8_Portland Coast | 13.65%
2029-30 | 1-in-5-year | 6 | 4 | Wind | REZ | V8_Portland Coast | 19.58%
2034-35 | 1-in-5-year | 5 | 6 | Wind | REZ | V8_Portland Coast | 10.36%
2025-26 | 1-in-10-year | 9 | 5 | Wind | REZ | V8_Portland Coast | 7.421%
2029-30 | 1-in-10-year | 7 | 6 | Wind | REZ | V8_Portland Coast | 11.12%
2034-35 | 1-in-10-year | 6 | 8 | Wind | REZ | V8_Portland Coast | 17.68%
2025-26 | 1-in-20-year | 10 | 6 | Wind | REZ | V8_Portland Coast | 17.27%
2029-30 | 1-in-20-year | 8 | 5 | Wind | REZ | V8_Portland Coast | 12.63%
2034-35 | 1-in-20-year | 7 | 6 | Wind | REZ | V8_Portland Coast | 8.824%
2025-26 | 1-in-50-year | 12 | 6 | Wind | REZ | V8_Portland Coast | 19.51%
2029-30 | 1-in-50-year | 10 | 8 | Wind | REZ | V8_Portland Coast | 24.34%
2034-35 | 1-in-50-year | 9 | 4 | Wind | REZ | V8_Portland Coast | 17.85%
2025-26 | 1-in-2-year | 5 | 6 | Solar | REZ | N1_North West NSW | 14.97%
2029-30 | 1-in-2-year | 4 | 9 | Solar | REZ | N1_North West NSW | 20.93%
2034-35 | 1-in-2-year | 4 | 5 | Solar | REZ | N1_North West NSW | 14.59%
2025-26 | 1-in-5-year | 7 | 5 | Solar | REZ | N1_North West NSW | 14.25%
2029-30 | 1-in-5-year | 6 | 4 | Solar | REZ | N1_North West NSW | 15.9%
2034-35 | 1-in-5-year | 5 | 6 | Solar | REZ | N1_North West NSW | 18.47%
2025-26 | 1-in-10-year | 9 | 5 | Solar | REZ | N1_North West NSW | 20.59%
2029-30 | 1-in-10-year | 7 | 6 | Solar | REZ | N1_North West NSW | 17.86%
2034-35 | 1-in-10-year | 6 | 8 | Solar | REZ | N1_North West NSW | 14.36%
2025-26 | 1-in-20-year | 10 | 6 | Solar | REZ | N1_North West NSW | 12.7%
2029-30 | 1-in-20-year | 8 | 5 | Solar | REZ | N1_North West NSW | 17.42%
2034-35 | 1-in-20-year | 7 | 6 | Solar | REZ | N1_North West NSW | 13.18%
2025-26 | 1-in-50-year | 12 | 6 | Solar | REZ | N1_North West NSW | 12.87%
2029-30 | 1-in-50-year | 10 | 8 | Solar | REZ | N1_North West NSW | 20.13%
2034-35 | 1-in-50-year | 9 | 4 | Solar | REZ | N1_North West NSW | 18.15%
2025-26 | 1-in-2-year | 5 | 6 | Solar | REZ | N2_New England | 12.69%
2029-30 | 1-in-2-year | 4 | 9 | Solar | REZ | N2_New England | 16.79%
2034-35 | 1-in-2-year | 4 | 5 | Solar | REZ | N2_New England | 10.31%
2025-26 | 1-in-5-year | 7 | 5 | Solar | REZ | N2_New England | 10.61%
2029-30 | 1-in-5-year | 6 | 4 | Solar | REZ | N2_New England | 13.38%
2034-35 | 1-in-5-year | 5 | 6 | Solar | REZ | N2_New England | 14.99%
2025-26 | 1-in-10-year | 9 | 5 | Solar | REZ | N2_New England | 20.06%
2029-30 | 1-in-10-year | 7 | 6 | Solar | REZ | N2_New England | 17.37%
2034-35 | 1-in-10-year | 6 | 8 | Solar | REZ | N2_New England | 15.95%
2025-26 | 1-in-20-year | 10 | 6 | Solar | REZ | N2_New England | 11.33%
2029-30 | 1-in-20-year | 8 | 5 | Solar | REZ | N2_New England | 13.77%
2034-35 | 1-in-20-year | 7 | 6 | Solar | REZ | N2_New England | 10.9%
2025-26 | 1-in-50-year | 12 | 6 | Solar | REZ | N2_New England | 11.11%
2029-30 | 1-in-50-year | 10 | 8 | Solar | REZ | N2_New England | 15.62%
2034-35 | 1-in-50-year | 9 | 4 | Solar | REZ | N2_New England | 16.76%
2025-26 | 1-in-2-year | 5 | 6 | Solar | REZ | N3_Central-West Orana | 10.26%
2029-30 | 1-in-2-year | 4 | 9 | Solar | REZ | N3_Central-West Orana | 25.45%
2034-35 | 1-in-2-year | 4 | 5 | Solar | REZ | N3_Central-West Orana | 16.44%
2025-26 | 1-in-5-year | 7 | 5 | Solar | REZ | N3_Central-West Orana | 14.09%
2029-30 | 1-in-5-year | 6 | 4 | Solar | REZ | N3_Central-West Orana | 19.32%
2034-35 | 1-in-5-year | 5 | 6 | Solar | REZ | N3_Central-West Orana | 19.66%
2025-26 | 1-in-10-year | 9 | 5 | Solar | REZ | N3_Central-West Orana | 20.47%
2029-30 | 1-in-10-year | 7 | 6 | Solar | REZ | N3_Central-West Orana | 14.63%
2034-35 | 1-in-10-year | 6 | 8 | Solar | REZ | N3_Central-West Orana | 17.94%
2025-26 | 1-in-20-year | 10 | 6 | Solar | REZ | N3_Central-West Orana | 11.76%
2029-30 | 1-in-20-year | 8 | 5 | Solar | REZ | N3_Central-West Orana | 15.35%
2034-35 | 1-in-20-year | 7 | 6 | Solar | REZ | N3_Central-West Orana | 14.16%
2025-26 | 1-in-50-year | 12 | 6 | Solar | REZ | N3_Central-West Orana | 12.78%
2029-30 | 1-in-50-year | 10 | 8 | Solar | REZ | N3_Central-West Orana | 16.65%
2034-35 | 1-in-50-year | 9 | 4 | Solar | REZ | N3_Central-West Orana | 11.09%
2025-26 | 1-in-2-year | 5 | 6 | Solar | REZ | N4_Broken Hill | 12.46%
2029-30 | 1-in-2-year | 4 | 9 | Solar | REZ | N4_Broken Hill | 18.91%
2034-35 | 1-in-2-year | 4 | 5 | Solar | REZ | N4_Broken Hill | 18.17%
2025-26 | 1-in-5-year | 7 | 5 | Solar | REZ | N4_Broken Hill | 16.22%
2029-30 | 1-in-5-year | 6 | 4 | Solar | REZ | N4_Broken Hill | 20.02%
2034-35 | 1-in-5-year | 5 | 6 | Solar | REZ | N4_Broken Hill | 18.48%
2025-26 | 1-in-10-year | 9 | 5 | Solar | REZ | N4_Broken Hill | 20.73%
2029-30 | 1-in-10-year | 7 | 6 | Solar | REZ | N4_Broken Hill | 14.86%
2034-35 | 1-in-10-year | 6 | 8 | Solar | REZ | N4_Broken Hill | 15.9%
2025-26 | 1-in-20-year | 10 | 6 | Solar | REZ | N4_Broken Hill | 11.65%
2029-30 | 1-in-20-year | 8 | 5 | Solar | REZ | N4_Broken Hill | 14.53%
2034-35 | 1-in-20-year | 7 | 6 | Solar | REZ | N4_Broken Hill | 16.24%
2025-26 | 1-in-50-year | 12 | 6 | Solar | REZ | N4_Broken Hill | 19.45%
2029-30 | 1-in-50-year | 10 | 8 | Solar | REZ | N4_Broken Hill | 15%
2034-35 | 1-in-50-year | 9 | 4 | Solar | REZ | N4_Broken Hill | 17.56%
2025-26 | 1-in-2-year | 5 | 6 | Solar | REZ | N5_South West NSW | 7.559%
2029-30 | 1-in-2-year | 4 | 9 | Solar | REZ | N5_South West NSW | 19.03%
2034-35 | 1-in-2-year | 4 | 5 | Solar | REZ | N5_South West NSW | 18.19%
2025-26 | 1-in-5-year | 7 | 5 | Solar | REZ | N5_South West NSW | 12.8%
2029-30 | 1-in-5-year | 6 | 4 | Solar | REZ | N5_South West NSW | 21.29%
2034-35 | 1-in-5-year | 5 | 6 | Solar | REZ | N5_South West NSW | 18.72%
2025-26 | 1-in-10-year | 9 | 5 | Solar | REZ | N5_South West NSW | 19.37%
2029-30 | 1-in-10-year | 7 | 6 | Solar | REZ | N5_South West NSW | 8.677%
2034-35 | 1-in-10-year | 6 | 8 | Solar | REZ | N5_South West NSW | 16.42%
2025-26 | 1-in-20-year | 10 | 6 | Solar | REZ | N5_South West NSW | 12.74%
2029-30 | 1-in-20-year | 8 | 5 | Solar | REZ | N5_South West NSW | 14.42%
2034-35 | 1-in-20-year | 7 | 6 | Solar | REZ | N5_South West NSW | 10.79%
2025-26 | 1-in-50-year | 12 | 6 | Solar | REZ | N5_South West NSW | 14.28%
2029-30 | 1-in-50-year | 10 | 8 | Solar | REZ | N5_South West NSW | 13%
2034-35 | 1-in-50-year | 9 | 4 | Solar | REZ | N5_South West NSW | 13.79%
2025-26 | 1-in-2-year | 5 | 6 | Solar | REZ | N6_Wagga Wagga | 12.86%
2029-30 | 1-in-2-year | 4 | 9 | Solar | REZ | N6_Wagga Wagga | 21.51%
2034-35 | 1-in-2-year | 4 | 5 | Solar | REZ | N6_Wagga Wagga | 21.68%
2025-26 | 1-in-5-year | 7 | 5 | Solar | REZ | N6_Wagga Wagga | 10.32%
2029-30 | 1-in-5-year | 6 | 4 | Solar | REZ | N6_Wagga Wagga | 18.02%
2034-35 | 1-in-5-year | 5 | 6 | Solar | REZ | N6_Wagga Wagga | 17.17%
2025-26 | 1-in-10-year | 9 | 5 | Solar | REZ | N6_Wagga Wagga | 17.25%
2029-30 | 1-in-10-year | 7 | 6 | Solar | REZ | N6_Wagga Wagga | 6.588%
2034-35 | 1-in-10-year | 6 | 8 | Solar | REZ | N6_Wagga Wagga | 17.09%
2025-26 | 1-in-20-year | 10 | 6 | Solar | REZ | N6_Wagga Wagga | 11.14%
2029-30 | 1-in-20-year | 8 | 5 | Solar | REZ | N6_Wagga Wagga | 18.07%
2034-35 | 1-in-20-year | 7 | 6 | Solar | REZ | N6_Wagga Wagga | 12.4%
2025-26 | 1-in-50-year | 12 | 6 | Solar | REZ | N6_Wagga Wagga | 13.3%
2029-30 | 1-in-50-year | 10 | 8 | Solar | REZ | N6_Wagga Wagga | 10.07%
2034-35 | 1-in-50-year | 9 | 4 | Solar | REZ | N6_Wagga Wagga | 12.24%
2025-26 | 1-in-2-year | 5 | 6 | Solar | REZ | N7_Tumut | 14.1%
2029-30 | 1-in-2-year | 4 | 9 | Solar | REZ | N7_Tumut | 18.56%
2034-35 | 1-in-2-year | 4 | 5 | Solar | REZ | N7_Tumut | 19.57%
2025-26 | 1-in-5-year | 7 | 5 | Solar | REZ | N7_Tumut | 8.215%
2029-30 | 1-in-5-year | 6 | 4 | Solar | REZ | N7_Tumut | 17.09%
2034-35 | 1-in-5-year | 5 | 6 | Solar | REZ | N7_Tumut | 12.34%
2025-26 | 1-in-10-year | 9 | 5 | Solar | REZ | N7_Tumut | 14.52%
2029-30 | 1-in-10-year | 7 | 6 | Solar | REZ | N7_Tumut | 7.112%
2034-35 | 1-in-10-year | 6 | 8 | Solar | REZ | N7_Tumut | 17.86%
2025-26 | 1-in-20-year | 10 | 6 | Solar | REZ | N7_Tumut | 10.82%
2029-30 | 1-in-20-year | 8 | 5 | Solar | REZ | N7_Tumut | 11.96%
2034-35 | 1-in-20-year | 7 | 6 | Solar | REZ | N7_Tumut | 12.04%
2025-26 | 1-in-50-year | 12 | 6 | Solar | REZ | N7_Tumut | 12.66%
2029-30 | 1-in-50-year | 10 | 8 | Solar | REZ | N7_Tumut | 11.97%
2034-35 | 1-in-50-year | 9 | 4 | Solar | REZ | N7_Tumut | 8.483%
2025-26 | 1-in-2-year | 5 | 6 | Solar | REZ | N9_Hunter-Central Coast | 9.398%
2029-30 | 1-in-2-year | 4 | 9 | Solar | REZ | N9_Hunter-Central Coast | 18.94%
2034-35 | 1-in-2-year | 4 | 5 | Solar | REZ | N9_Hunter-Central Coast | 12.49%
2025-26 | 1-in-5-year | 7 | 5 | Solar | REZ | N9_Hunter-Central Coast | 11.88%
2029-30 | 1-in-5-year | 6 | 4 | Solar | REZ | N9_Hunter-Central Coast | 16.95%
2034-35 | 1-in-5-year | 5 | 6 | Solar | REZ | N9_Hunter-Central Coast | 14.48%
2025-26 | 1-in-10-year | 9 | 5 | Solar | REZ | N9_Hunter-Central Coast | 19.85%
2029-30 | 1-in-10-year | 7 | 6 | Solar | REZ | N9_Hunter-Central Coast | 17.75%
2034-35 | 1-in-10-year | 6 | 8 | Solar | REZ | N9_Hunter-Central Coast | 16.17%
2025-26 | 1-in-20-year | 10 | 6 | Solar | REZ | N9_Hunter-Central Coast | 8.888%
2029-30 | 1-in-20-year | 8 | 5 | Solar | REZ | N9_Hunter-Central Coast | 12.18%
2034-35 | 1-in-20-year | 7 | 6 | Solar | REZ | N9_Hunter-Central Coast | 11.16%
2025-26 | 1-in-50-year | 12 | 6 | Solar | REZ | N9_Hunter-Central Coast | 11.34%
2029-30 | 1-in-50-year | 10 | 8 | Solar | REZ | N9_Hunter-Central Coast | 11.44%
2034-35 | 1-in-50-year | 9 | 4 | Solar | REZ | N9_Hunter-Central Coast | 17.69%
2025-26 | 1-in-2-year | 5 | 6 | Solar | REZ | Q2_North Qld Clean Energy Hub | 26.96%
2029-30 | 1-in-2-year | 4 | 9 | Solar | REZ | Q2_North Qld Clean Energy Hub | 28.97%
2034-35 | 1-in-2-year | 4 | 5 | Solar | REZ | Q2_North Qld Clean Energy Hub | 25.1%
2025-26 | 1-in-5-year | 7 | 5 | Solar | REZ | Q2_North Qld Clean Energy Hub | 17.25%
2029-30 | 1-in-5-year | 6 | 4 | Solar | REZ | Q2_North Qld Clean Energy Hub | 31.15%
2034-35 | 1-in-5-year | 5 | 6 | Solar | REZ | Q2_North Qld Clean Energy Hub | 21.16%
2025-26 | 1-in-10-year | 9 | 5 | Solar | REZ | Q2_North Qld Clean Energy Hub | 27.58%
2029-30 | 1-in-10-year | 7 | 6 | Solar | REZ | Q2_North Qld Clean Energy Hub | 21.11%
2034-35 | 1-in-10-year | 6 | 8 | Solar | REZ | Q2_North Qld Clean Energy Hub | 27.92%
2025-26 | 1-in-20-year | 10 | 6 | Solar | REZ | Q2_North Qld Clean Energy Hub | 20.9%
2029-30 | 1-in-20-year | 8 | 5 | Solar | REZ | Q2_North Qld Clean Energy Hub | 27.54%
2034-35 | 1-in-20-year | 7 | 6 | Solar | REZ | Q2_North Qld Clean Energy Hub | 19.21%
2025-26 | 1-in-50-year | 12 | 6 | Solar | REZ | Q2_North Qld Clean Energy Hub | 16.04%
2029-30 | 1-in-50-year | 10 | 8 | Solar | REZ | Q2_North Qld Clean Energy Hub | 25.08%
2034-35 | 1-in-50-year | 9 | 4 | Solar | REZ | Q2_North Qld Clean Energy Hub | 27.2%
2025-26 | 1-in-2-year | 5 | 6 | Solar | REZ | Q3_Northern Qld | 25.26%
2029-30 | 1-in-2-year | 4 | 9 | Solar | REZ | Q3_Northern Qld | 29.61%
2034-35 | 1-in-2-year | 4 | 5 | Solar | REZ | Q3_Northern Qld | 22.32%
2025-26 | 1-in-5-year | 7 | 5 | Solar | REZ | Q3_Northern Qld | 13.96%
2029-30 | 1-in-5-year | 6 | 4 | Solar | REZ | Q3_Northern Qld | 29.22%
2034-35 | 1-in-5-year | 5 | 6 | Solar | REZ | Q3_Northern Qld | 20.22%
2025-26 | 1-in-10-year | 9 | 5 | Solar | REZ | Q3_Northern Qld | 26.56%
2029-30 | 1-in-10-year | 7 | 6 | Solar | REZ | Q3_Northern Qld | 11.92%
2034-35 | 1-in-10-year | 6 | 8 | Solar | REZ | Q3_Northern Qld | 27.71%
2025-26 | 1-in-20-year | 10 | 6 | Solar | REZ | Q3_Northern Qld | 18.66%
2029-30 | 1-in-20-year | 8 | 5 | Solar | REZ | Q3_Northern Qld | 27.4%
2034-35 | 1-in-20-year | 7 | 6 | Solar | REZ | Q3_Northern Qld | 14.34%
2025-26 | 1-in-50-year | 12 | 6 | Solar | REZ | Q3_Northern Qld | 12.56%
2029-30 | 1-in-50-year | 10 | 8 | Solar | REZ | Q3_Northern Qld | 18.18%
2034-35 | 1-in-50-year | 9 | 4 | Solar | REZ | Q3_Northern Qld | 22.58%
2025-26 | 1-in-2-year | 5 | 6 | Solar | REZ | Q4_Isaac | 24.23%
2029-30 | 1-in-2-year | 4 | 9 | Solar | REZ | Q4_Isaac | 26.81%
2034-35 | 1-in-2-year | 4 | 5 | Solar | REZ | Q4_Isaac | 17.45%
2025-26 | 1-in-5-year | 7 | 5 | Solar | REZ | Q4_Isaac | 11.21%
2029-30 | 1-in-5-year | 6 | 4 | Solar | REZ | Q4_Isaac | 27.22%
2034-35 | 1-in-5-year | 5 | 6 | Solar | REZ | Q4_Isaac | 15.98%
2025-26 | 1-in-10-year | 9 | 5 | Solar | REZ | Q4_Isaac | 24.52%
2029-30 | 1-in-10-year | 7 | 6 | Solar | REZ | Q4_Isaac | 19.31%
2034-35 | 1-in-10-year | 6 | 8 | Solar | REZ | Q4_Isaac | 26.24%
2025-26 | 1-in-20-year | 10 | 6 | Solar | REZ | Q4_Isaac | 17.09%
2029-30 | 1-in-20-year | 8 | 5 | Solar | REZ | Q4_Isaac | 25.76%
2034-35 | 1-in-20-year | 7 | 6 | Solar | REZ | Q4_Isaac | 16.11%
2025-26 | 1-in-50-year | 12 | 6 | Solar | REZ | Q4_Isaac | 13.84%
2029-30 | 1-in-50-year | 10 | 8 | Solar | REZ | Q4_Isaac | 20.85%
2034-35 | 1-in-50-year | 9 | 4 | Solar | REZ | Q4_Isaac | 20.22%
2025-26 | 1-in-2-year | 5 | 6 | Solar | REZ | Q5_Barcaldine | 24.29%
2029-30 | 1-in-2-year | 4 | 9 | Solar | REZ | Q5_Barcaldine | 23.52%
2034-35 | 1-in-2-year | 4 | 5 | Solar | REZ | Q5_Barcaldine | 16.17%
2025-26 | 1-in-5-year | 7 | 5 | Solar | REZ | Q5_Barcaldine | 15.26%
2029-30 | 1-in-5-year | 6 | 4 | Solar | REZ | Q5_Barcaldine | 28.72%
2034-35 | 1-in-5-year | 5 | 6 | Solar | REZ | Q5_Barcaldine | 17.47%
2025-26 | 1-in-10-year | 9 | 5 | Solar | REZ | Q5_Barcaldine | 24.95%
2029-30 | 1-in-10-year | 7 | 6 | Solar | REZ | Q5_Barcaldine | 25.21%
2034-35 | 1-in-10-year | 6 | 8 | Solar | REZ | Q5_Barcaldine | 24.03%
2025-26 | 1-in-20-year | 10 | 6 | Solar | REZ | Q5_Barcaldine | 21.3%
2029-30 | 1-in-20-year | 8 | 5 | Solar | REZ | Q5_Barcaldine | 26.77%
2034-35 | 1-in-20-year | 7 | 6 | Solar | REZ | Q5_Barcaldine | 18.12%
2025-26 | 1-in-50-year | 12 | 6 | Solar | REZ | Q5_Barcaldine | 15.75%
2029-30 | 1-in-50-year | 10 | 8 | Solar | REZ | Q5_Barcaldine | 23.36%
2034-35 | 1-in-50-year | 9 | 4 | Solar | REZ | Q5_Barcaldine | 26.17%
2025-26 | 1-in-2-year | 5 | 6 | Solar | REZ | Q6_Fitzroy | 24.66%
2029-30 | 1-in-2-year | 4 | 9 | Solar | REZ | Q6_Fitzroy | 18.84%
2034-35 | 1-in-2-year | 4 | 5 | Solar | REZ | Q6_Fitzroy | 13.52%
2025-26 | 1-in-5-year | 7 | 5 | Solar | REZ | Q6_Fitzroy | 10.08%
2029-30 | 1-in-5-year | 6 | 4 | Solar | REZ | Q6_Fitzroy | 24.35%
2034-35 | 1-in-5-year | 5 | 6 | Solar | REZ | Q6_Fitzroy | 14.89%
2025-26 | 1-in-10-year | 9 | 5 | Solar | REZ | Q6_Fitzroy | 22.42%
2029-30 | 1-in-10-year | 7 | 6 | Solar | REZ | Q6_Fitzroy | 20.49%
2034-35 | 1-in-10-year | 6 | 8 | Solar | REZ | Q6_Fitzroy | 17.97%
2025-26 | 1-in-20-year | 10 | 6 | Solar | REZ | Q6_Fitzroy | 17.97%
2029-30 | 1-in-20-year | 8 | 5 | Solar | REZ | Q6_Fitzroy | 24.69%
2034-35 | 1-in-20-year | 7 | 6 | Solar | REZ | Q6_Fitzroy | 14.7%
2025-26 | 1-in-50-year | 12 | 6 | Solar | REZ | Q6_Fitzroy | 12.59%
2029-30 | 1-in-50-year | 10 | 8 | Solar | REZ | Q6_Fitzroy | 18.76%
2034-35 | 1-in-50-year | 9 | 4 | Solar | REZ | Q6_Fitzroy | 18.21%
2025-26 | 1-in-2-year | 5 | 6 | Solar | REZ | Q7_Wide Bay | 23.93%
2029-30 | 1-in-2-year | 4 | 9 | Solar | REZ | Q7_Wide Bay | 21.28%
2034-35 | 1-in-2-year | 4 | 5 | Solar | REZ | Q7_Wide Bay | 6.747%
2025-26 | 1-in-5-year | 7 | 5 | Solar | REZ | Q7_Wide Bay | 9.701%
2029-30 | 1-in-5-year | 6 | 4 | Solar | REZ | Q7_Wide Bay | 22.05%
2034-35 | 1-in-5-year | 5 | 6 | Solar | REZ | Q7_Wide Bay | 14.49%
2025-26 | 1-in-10-year | 9 | 5 | Solar | REZ | Q7_Wide Bay | 20.83%
2029-30 | 1-in-10-year | 7 | 6 | Solar | REZ | Q7_Wide Bay | 19%
2034-35 | 1-in-10-year | 6 | 8 | Solar | REZ | Q7_Wide Bay | 9.079%
2025-26 | 1-in-20-year | 10 | 6 | Solar | REZ | Q7_Wide Bay | 16.35%
2029-30 | 1-in-20-year | 8 | 5 | Solar | REZ | Q7_Wide Bay | 19.39%
2034-35 | 1-in-20-year | 7 | 6 | Solar | REZ | Q7_Wide Bay | 12.61%
2025-26 | 1-in-50-year | 12 | 6 | Solar | REZ | Q7_Wide Bay | 9.502%
2029-30 | 1-in-50-year | 10 | 8 | Solar | REZ | Q7_Wide Bay | 17.2%
2034-35 | 1-in-50-year | 9 | 4 | Solar | REZ | Q7_Wide Bay | 17.5%
2025-26 | 1-in-2-year | 5 | 6 | Solar | REZ | Q8_Darling Downs | 22.23%
2029-30 | 1-in-2-year | 4 | 9 | Solar | REZ | Q8_Darling Downs | 18.53%
2034-35 | 1-in-2-year | 4 | 5 | Solar | REZ | Q8_Darling Downs | 6.947%
2025-26 | 1-in-5-year | 7 | 5 | Solar | REZ | Q8_Darling Downs | 8.608%
2029-30 | 1-in-5-year | 6 | 4 | Solar | REZ | Q8_Darling Downs | 18.92%
2034-35 | 1-in-5-year | 5 | 6 | Solar | REZ | Q8_Darling Downs | 10.86%
2025-26 | 1-in-10-year | 9 | 5 | Solar | REZ | Q8_Darling Downs | 19.95%
2029-30 | 1-in-10-year | 7 | 6 | Solar | REZ | Q8_Darling Downs | 20.37%
2034-35 | 1-in-10-year | 6 | 8 | Solar | REZ | Q8_Darling Downs | 12.29%
2025-26 | 1-in-20-year | 10 | 6 | Solar | REZ | Q8_Darling Downs | 13.56%
2029-30 | 1-in-20-year | 8 | 5 | Solar | REZ | Q8_Darling Downs | 17.87%
2034-35 | 1-in-20-year | 7 | 6 | Solar | REZ | Q8_Darling Downs | 12.86%
2025-26 | 1-in-50-year | 12 | 6 | Solar | REZ | Q8_Darling Downs | 9.628%
2029-30 | 1-in-50-year | 10 | 8 | Solar | REZ | Q8_Darling Downs | 18.6%
2034-35 | 1-in-50-year | 9 | 4 | Solar | REZ | Q8_Darling Downs | 18.46%
2025-26 | 1-in-2-year | 5 | 6 | Solar | REZ | Q9_Banana | 24.28%
2029-30 | 1-in-2-year | 4 | 9 | Solar | REZ | Q9_Banana | 18.98%
2034-35 | 1-in-2-year | 4 | 5 | Solar | REZ | Q9_Banana | 10.65%
2025-26 | 1-in-5-year | 7 | 5 | Solar | REZ | Q9_Banana | 10.27%
2029-30 | 1-in-5-year | 6 | 4 | Solar | REZ | Q9_Banana | 25.33%
2034-35 | 1-in-5-year | 5 | 6 | Solar | REZ | Q9_Banana | 12.26%
2025-26 | 1-in-10-year | 9 | 5 | Solar | REZ | Q9_Banana | 22.16%
2029-30 | 1-in-10-year | 7 | 6 | Solar | REZ | Q9_Banana | 20.87%
2034-35 | 1-in-10-year | 6 | 8 | Solar | REZ | Q9_Banana | 18.55%
2025-26 | 1-in-20-year | 10 | 6 | Solar | REZ | Q9_Banana | 17.78%
2029-30 | 1-in-20-year | 8 | 5 | Solar | REZ | Q9_Banana | 25.01%
2034-35 | 1-in-20-year | 7 | 6 | Solar | REZ | Q9_Banana | 14.72%
2025-26 | 1-in-50-year | 12 | 6 | Solar | REZ | Q9_Banana | 12.38%
2029-30 | 1-in-50-year | 10 | 8 | Solar | REZ | Q9_Banana | 21.04%
2034-35 | 1-in-50-year | 9 | 4 | Solar | REZ | Q9_Banana | 22.74%
2025-26 | 1-in-2-year | 5 | 6 | Solar | REZ | S1_South East SA | 9.808%
2029-30 | 1-in-2-year | 4 | 9 | Solar | REZ | S1_South East SA | 15.49%
2034-35 | 1-in-2-year | 4 | 5 | Solar | REZ | S1_South East SA | 13.27%
2025-26 | 1-in-5-year | 7 | 5 | Solar | REZ | S1_South East SA | 12.84%
2029-30 | 1-in-5-year | 6 | 4 | Solar | REZ | S1_South East SA | 18.86%
2034-35 | 1-in-5-year | 5 | 6 | Solar | REZ | S1_South East SA | 15.25%
2025-26 | 1-in-10-year | 9 | 5 | Solar | REZ | S1_South East SA | 14.55%
2029-30 | 1-in-10-year | 7 | 6 | Solar | REZ | S1_South East SA | 7.867%
2034-35 | 1-in-10-year | 6 | 8 | Solar | REZ | S1_South East SA | 16.91%
2025-26 | 1-in-20-year | 10 | 6 | Solar | REZ | S1_South East SA | 13.18%
2029-30 | 1-in-20-year | 8 | 5 | Solar | REZ | S1_South East SA | 10.5%
2034-35 | 1-in-20-year | 7 | 6 | Solar | REZ | S1_South East SA | 9.436%
2025-26 | 1-in-50-year | 12 | 6 | Solar | REZ | S1_South East SA | 10.72%
2029-30 | 1-in-50-year | 10 | 8 | Solar | REZ | S1_South East SA | 12.11%
2034-35 | 1-in-50-year | 9 | 4 | Solar | REZ | S1_South East SA | 15.37%
2025-26 | 1-in-2-year | 5 | 6 | Solar | REZ | S2_Riverland | 8.606%
2029-30 | 1-in-2-year | 4 | 9 | Solar | REZ | S2_Riverland | 19.05%
2034-35 | 1-in-2-year | 4 | 5 | Solar | REZ | S2_Riverland | 14.03%
2025-26 | 1-in-5-year | 7 | 5 | Solar | REZ | S2_Riverland | 16.05%
2029-30 | 1-in-5-year | 6 | 4 | Solar | REZ | S2_Riverland | 19.47%
2034-35 | 1-in-5-year | 5 | 6 | Solar | REZ | S2_Riverland | 15.46%
2025-26 | 1-in-10-year | 9 | 5 | Solar | REZ | S2_Riverland | 18.69%
2029-30 | 1-in-10-year | 7 | 6 | Solar | REZ | S2_Riverland | 9.872%
2034-35 | 1-in-10-year | 6 | 8 | Solar | REZ | S2_Riverland | 16.88%
2025-26 | 1-in-20-year | 10 | 6 | Solar | REZ | S2_Riverland | 10.84%
2029-30 | 1-in-20-year | 8 | 5 | Solar | REZ | S2_Riverland | 11.14%
2034-35 | 1-in-20-year | 7 | 6 | Solar | REZ | S2_Riverland | 11.68%
2025-26 | 1-in-50-year | 12 | 6 | Solar | REZ | S2_Riverland | 13.71%
2029-30 | 1-in-50-year | 10 | 8 | Solar | REZ | S2_Riverland | 12.37%
2034-35 | 1-in-50-year | 9 | 4 | Solar | REZ | S2_Riverland | 18.46%
2025-26 | 1-in-2-year | 5 | 6 | Solar | REZ | S3_Mid-North SA | 9.623%
2029-30 | 1-in-2-year | 4 | 9 | Solar | REZ | S3_Mid-North SA | 15.87%
2034-35 | 1-in-2-year | 4 | 5 | Solar | REZ | S3_Mid-North SA | 13.12%
2025-26 | 1-in-5-year | 7 | 5 | Solar | REZ | S3_Mid-North SA | 11.3%
2029-30 | 1-in-5-year | 6 | 4 | Solar | REZ | S3_Mid-North SA | 18.29%
2034-35 | 1-in-5-year | 5 | 6 | Solar | REZ | S3_Mid-North SA | 15.55%
2025-26 | 1-in-10-year | 9 | 5 | Solar | REZ | S3_Mid-North SA | 15.13%
2029-30 | 1-in-10-year | 7 | 6 | Solar | REZ | S3_Mid-North SA | 7.973%
2034-35 | 1-in-10-year | 6 | 8 | Solar | REZ | S3_Mid-North SA | 13.6%
2025-26 | 1-in-20-year | 10 | 6 | Solar | REZ | S3_Mid-North SA | 10.28%
2029-30 | 1-in-20-year | 8 | 5 | Solar | REZ | S3_Mid-North SA | 9.149%
2034-35 | 1-in-20-year | 7 | 6 | Solar | REZ | S3_Mid-North SA | 10.12%
2025-26 | 1-in-50-year | 12 | 6 | Solar | REZ | S3_Mid-North SA | 14.52%
2029-30 | 1-in-50-year | 10 | 8 | Solar | REZ | S3_Mid-North SA | 12.08%
2034-35 | 1-in-50-year | 9 | 4 | Solar | REZ | S3_Mid-North SA | 15.25%
2025-26 | 1-in-2-year | 5 | 6 | Solar | REZ | S5_Northern SA | 11.33%
2029-30 | 1-in-2-year | 4 | 9 | Solar | REZ | S5_Northern SA | 24.48%
2034-35 | 1-in-2-year | 4 | 5 | Solar | REZ | S5_Northern SA | 16.77%
2025-26 | 1-in-5-year | 7 | 5 | Solar | REZ | S5_Northern SA | 14.21%
2029-30 | 1-in-5-year | 6 | 4 | Solar | REZ | S5_Northern SA | 23.15%
2034-35 | 1-in-5-year | 5 | 6 | Solar | REZ | S5_Northern SA | 18.03%
2025-26 | 1-in-10-year | 9 | 5 | Solar | REZ | S5_Northern SA | 16.01%
2029-30 | 1-in-10-year | 7 | 6 | Solar | REZ | S5_Northern SA | 10.78%
2034-35 | 1-in-10-year | 6 | 8 | Solar | REZ | S5_Northern SA | 16.01%
2025-26 | 1-in-20-year | 10 | 6 | Solar | REZ | S5_Northern SA | 11.68%
2029-30 | 1-in-20-year | 8 | 5 | Solar | REZ | S5_Northern SA | 11.16%
2034-35 | 1-in-20-year | 7 | 6 | Solar | REZ | S5_Northern SA | 13.53%
2025-26 | 1-in-50-year | 12 | 6 | Solar | REZ | S5_Northern SA | 18.72%
2029-30 | 1-in-50-year | 10 | 8 | Solar | REZ | S5_Northern SA | 12.79%
2034-35 | 1-in-50-year | 9 | 4 | Solar | REZ | S5_Northern SA | 17.22%
2025-26 | 1-in-2-year | 5 | 6 | Solar | REZ | S7_Roxby Downs | 11.42%
2029-30 | 1-in-2-year | 4 | 9 | Solar | REZ | S7_Roxby Downs | 29.77%
2034-35 | 1-in-2-year | 4 | 5 | Solar | REZ | S7_Roxby Downs | 21.64%
2025-26 | 1-in-5-year | 7 | 5 | Solar | REZ | S7_Roxby Downs | 15.98%
2029-30 | 1-in-5-year | 6 | 4 | Solar | REZ | S7_Roxby Downs | 24.8%
2034-35 | 1-in-5-year | 5 | 6 | Solar | REZ | S7_Roxby Downs | 17.67%
2025-26 | 1-in-10-year | 9 | 5 | Solar | REZ | S7_Roxby Downs | 18.32%
2029-30 | 1-in-10-year | 7 | 6 | Solar | REZ | S7_Roxby Downs | 15.14%
2034-35 | 1-in-10-year | 6 | 8 | Solar | REZ | S7_Roxby Downs | 16.22%
2025-26 | 1-in-20-year | 10 | 6 | Solar | REZ | S7_Roxby Downs | 9.452%
2029-30 | 1-in-20-year | 8 | 5 | Solar | REZ | S7_Roxby Downs | 11.57%
2034-35 | 1-in-20-year | 7 | 6 | Solar | REZ | S7_Roxby Downs | 17.85%
2025-26 | 1-in-50-year | 12 | 6 | Solar | REZ | S7_Roxby Downs | 19.86%
2029-30 | 1-in-50-year | 10 | 8 | Solar | REZ | S7_Roxby Downs | 18.44%
2034-35 | 1-in-50-year | 9 | 4 | Solar | REZ | S7_Roxby Downs | 18.64%
2025-26 | 1-in-2-year | 5 | 6 | Solar | REZ | V1_Ovens Murray | 13.56%
2029-30 | 1-in-2-year | 4 | 9 | Solar | REZ | V1_Ovens Murray | 20.8%
2034-35 | 1-in-2-year | 4 | 5 | Solar | REZ | V1_Ovens Murray | 19.04%
2025-26 | 1-in-5-year | 7 | 5 | Solar | REZ | V1_Ovens Murray | 10.2%
2029-30 | 1-in-5-year | 6 | 4 | Solar | REZ | V1_Ovens Murray | 18.26%
2034-35 | 1-in-5-year | 5 | 6 | Solar | REZ | V1_Ovens Murray | 14.58%
2025-26 | 1-in-10-year | 9 | 5 | Solar | REZ | V1_Ovens Murray | 13.17%
2029-30 | 1-in-10-year | 7 | 6 | Solar | REZ | V1_Ovens Murray | 5.738%
2034-35 | 1-in-10-year | 6 | 8 | Solar | REZ | V1_Ovens Murray | 19.98%
2025-26 | 1-in-20-year | 10 | 6 | Solar | REZ | V1_Ovens Murray | 12.24%
2029-30 | 1-in-20-year | 8 | 5 | Solar | REZ | V1_Ovens Murray | 15.47%
2034-35 | 1-in-20-year | 7 | 6 | Solar | REZ | V1_Ovens Murray | 13.42%
2025-26 | 1-in-50-year | 12 | 6 | Solar | REZ | V1_Ovens Murray | 14.04%
2029-30 | 1-in-50-year | 10 | 8 | Solar | REZ | V1_Ovens Murray | 12.61%
2034-35 | 1-in-50-year | 9 | 4 | Solar | REZ | V1_Ovens Murray | 9.431%
2025-26 | 1-in-2-year | 5 | 6 | Solar | REZ | V2_Murray River | 8.217%
2029-30 | 1-in-2-year | 4 | 9 | Solar | REZ | V2_Murray River | 20.62%
2034-35 | 1-in-2-year | 4 | 5 | Solar | REZ | V2_Murray River | 17.29%
2025-26 | 1-in-5-year | 7 | 5 | Solar | REZ | V2_Murray River | 12.67%
2029-30 | 1-in-5-year | 6 | 4 | Solar | REZ | V2_Murray River | 20.7%
2034-35 | 1-in-5-year | 5 | 6 | Solar | REZ | V2_Murray River | 18.67%
2025-26 | 1-in-10-year | 9 | 5 | Solar | REZ | V2_Murray River | 20.23%
2029-30 | 1-in-10-year | 7 | 6 | Solar | REZ | V2_Murray River | 6.647%
2034-35 | 1-in-10-year | 6 | 8 | Solar | REZ | V2_Murray River | 15.99%
2025-26 | 1-in-20-year | 10 | 6 | Solar | REZ | V2_Murray River | 14.69%
2029-30 | 1-in-20-year | 8 | 5 | Solar | REZ | V2_Murray River | 14.09%
2034-35 | 1-in-20-year | 7 | 6 | Solar | REZ | V2_Murray River | 11.28%
2025-26 | 1-in-50-year | 12 | 6 | Solar | REZ | V2_Murray River | 13.82%
2029-30 | 1-in-50-year | 10 | 8 | Solar | REZ | V2_Murray River | 13.38%
2034-35 | 1-in-50-year | 9 | 4 | Solar | REZ | V2_Murray River | 15.03%
2025-26 | 1-in-2-year | 5 | 6 | Solar | REZ | V3_Western Victoria | 6.383%
2029-30 | 1-in-2-year | 4 | 9 | Solar | REZ | V3_Western Victoria | 15.97%
2034-35 | 1-in-2-year | 4 | 5 | Solar | REZ | V3_Western Victoria | 13.77%
2025-26 | 1-in-5-year | 7 | 5 | Solar | REZ | V3_Western Victoria | 10.38%
2029-30 | 1-in-5-year | 6 | 4 | Solar | REZ | V3_Western Victoria | 17.9%
2034-35 | 1-in-5-year | 5 | 6 | Solar | REZ | V3_Western Victoria | 12.26%
2025-26 | 1-in-10-year | 9 | 5 | Solar | REZ | V3_Western Victoria | 15.83%
2029-30 | 1-in-10-year | 7 | 6 | Solar | REZ | V3_Western Victoria | 5.986%
2034-35 | 1-in-10-year | 6 | 8 | Solar | REZ | V3_Western Victoria | 15.63%
2025-26 | 1-in-20-year | 10 | 6 | Solar | REZ | V3_Western Victoria | 13.08%
2029-30 | 1-in-20-year | 8 | 5 | Solar | REZ | V3_Western Victoria | 9.786%
2034-35 | 1-in-20-year | 7 | 6 | Solar | REZ | V3_Western Victoria | 8.944%
2025-26 | 1-in-50-year | 12 | 6 | Solar | REZ | V3_Western Victoria | 9.735%
2029-30 | 1-in-50-year | 10 | 8 | Solar | REZ | V3_Western Victoria | 11.01%
2034-35 | 1-in-50-year | 9 | 4 | Solar | REZ | V3_Western Victoria | 13.3%
2025-26 | 1-in-2-year | 5 | 6 | Solar | REZ | V4_South West Victoria | 8.643%
2029-30 | 1-in-2-year | 4 | 9 | Solar | REZ | V4_South West Victoria | 13.3%
2034-35 | 1-in-2-year | 4 | 5 | Solar | REZ | V4_South West Victoria | 12.48%
2025-26 | 1-in-5-year | 7 | 5 | Solar | REZ | V4_South West Victoria | 11.47%
2029-30 | 1-in-5-year | 6 | 4 | Solar | REZ | V4_South West Victoria | 16.18%
2034-35 | 1-in-5-year | 5 | 6 | Solar | REZ | V4_South West Victoria | 11%
2025-26 | 1-in-10-year | 9 | 5 | Solar | REZ | V4_South West Victoria | 14.48%
2029-30 | 1-in-10-year | 7 | 6 | Solar | REZ | V4_South West Victoria | 6.756%
2034-35 | 1-in-10-year | 6 | 8 | Solar | REZ | V4_South West Victoria | 16.78%
2025-26 | 1-in-20-year | 10 | 6 | Solar | REZ | V4_South West Victoria | 12.01%
2029-30 | 1-in-20-year | 8 | 5 | Solar | REZ | V4_South West Victoria | 8.958%
2034-35 | 1-in-20-year | 7 | 6 | Solar | REZ | V4_South West Victoria | 12.33%
2025-26 | 1-in-50-year | 12 | 6 | Solar | REZ | V4_South West Victoria | 9.727%
2029-30 | 1-in-50-year | 10 | 8 | Solar | REZ | V4_South West Victoria | 10.13%
2034-35 | 1-in-50-year | 9 | 4 | Solar | REZ | V4_South West Victoria | 11.19%
2025-26 | 1-in-2-year | 5 | 6 | Solar | REZ | V5_Gippsland | 10.87%
2029-30 | 1-in-2-year | 4 | 9 | Solar | REZ | V5_Gippsland | 11.41%
2034-35 | 1-in-2-year | 4 | 5 | Solar | REZ | V5_Gippsland | 17.33%
2025-26 | 1-in-5-year | 7 | 5 | Solar | REZ | V5_Gippsland | 11.7%
2029-30 | 1-in-5-year | 6 | 4 | Solar | REZ | V5_Gippsland | 17.12%
2034-35 | 1-in-5-year | 5 | 6 | Solar | REZ | V5_Gippsland | 10.27%
2025-26 | 1-in-10-year | 9 | 5 | Solar | REZ | V5_Gippsland | 14.38%
2029-30 | 1-in-10-year | 7 | 6 | Solar | REZ | V5_Gippsland | 8.448%
2034-35 | 1-in-10-year | 6 | 8 | Solar | REZ | V5_Gippsland | 14.92%
2025-26 | 1-in-20-year | 10 | 6 | Solar | REZ | V5_Gippsland | 11.7%
2029-30 | 1-in-20-year | 8 | 5 | Solar | REZ | V5_Gippsland | 12.08%
2034-35 | 1-in-20-year | 7 | 6 | Solar | REZ | V5_Gippsland | 12.54%
2025-26 | 1-in-50-year | 12 | 6 | Solar | REZ | V5_Gippsland | 12.32%
2029-30 | 1-in-50-year | 10 | 8 | Solar | REZ | V5_Gippsland | 8.245%
2034-35 | 1-in-50-year | 9 | 4 | Solar | REZ | V5_Gippsland | 10.89%
2025-26 | 1-in-2-year | 5 | 6 | Solar | REZ | V6_Central North Victoria | 12.79%
2029-30 | 1-in-2-year | 4 | 9 | Solar | REZ | V6_Central North Victoria | 23.38%
2034-35 | 1-in-2-year | 4 | 5 | Solar | REZ | V6_Central North Victoria | 19.75%
2025-26 | 1-in-5-year | 7 | 5 | Solar | REZ | V6_Central North Victoria | 10.39%
2029-30 | 1-in-5-year | 6 | 4 | Solar | REZ | V6_Central North Victoria | 17.94%
2034-35 | 1-in-5-year | 5 | 6 | Solar | REZ | V6_Central North Victoria | 18.16%
2025-26 | 1-in-10-year | 9 | 5 | Solar | REZ | V6_Central North Victoria | 16.5%
2029-30 | 1-in-10-year | 7 | 6 | Solar | REZ | V6_Central North Victoria | 5.894%
2034-35 | 1-in-10-year | 6 | 8 | Solar | REZ | V6_Central North Victoria | 19.12%
2025-26 | 1-in-20-year | 10 | 6 | Solar | REZ | V6_Central North Victoria | 12.68%
2029-30 | 1-in-20-year | 8 | 5 | Solar | REZ | V6_Central North Victoria | 16.31%
2034-35 | 1-in-20-year | 7 | 6 | Solar | REZ | V6_Central North Victoria | 12.58%
2025-26 | 1-in-50-year | 12 | 6 | Solar | REZ | V6_Central North Victoria | 14.21%
2029-30 | 1-in-50-year | 10 | 8 | Solar | REZ | V6_Central North Victoria | 11.42%
2034-35 | 1-in-50-year | 9 | 4 | Solar | REZ | V6_Central North Victoria | 12.85%